## Sheet1
Part number | Catalog part no. | Product name | with N pole | connection | for busbars | suitable for ... | for Aluminium | Long production description | System | pack size | Price Euro / pc. 2026 | Surcharge for decl. of. conf. (Euro) | Electronic surcharge (Euro) | Product Group | Sub Group | NEW | Phase-out type | EAN | Width | Depth | Height | Power loss (W) | Weight kg / 100 pcs. | Copper (kg) | Brass (kg) | Silver (g) | Steel (kg) | Aluminium (kg) | Customs tariff | Country of origin | halogen-free | eCl@ss 6.1 | eCl@ss 7.1 | ETIM 4.0 | ETIM 5.0 | ETIM 7.0 | ETIM 8.0 | ETIM 10.0 | Link to product description
01004000 | 01004 | busbar support |  |  | flat busbars |  |  | busbar support, 3-pole | 100Energy | 6 | 33.30 |  |  | 06 | 21 |  |  | 4021267010041 | 32 | 40 | 412 | 0.0 | 72.7 | 0.000 | 0.076 | 0.000 |  | 0.000 | 85469010 | 004 Deutschland | Yes | 27400607 | 27400607 | EC001166 | EC001166 | EC001166 | EC001166 | EC001166 | https://pim.woehner.de/en/produkte/01004000.html
01008000 | 01008 | profile terminal |  |  | triple-T section |  |  | profile terminal, 350 - 1260 mm², terminal space 64 x 23-45 | 60Classic, centre feed unit | 3 | 105.12 |  |  | 07 | 30 |  |  | 4021267010089 | 94 | 154 | 45 |  | 124.0 | 0.525 | 0.000 | 0.000 |  | 0.000 | 85369010 | 004 Deutschland | Yes | 27141146 | 27141146 | EC000001 | EC000001 | EC000001 | EC000001 | EC000001 | https://pim.woehner.de/en/produkte/01008000.html
01009000 | 01009 | bottom trough | [5 empty] | bottom trough, 230 x 1100 | 60Classic | 2 | 67.16 |  |  | 06 | 27 |  |  | 4021267010096 | 1100 | 68 | 230 | 0.0 | 110.0 | 0.000 | 0.000 | 0.000 | 0.000 | 0.000 | 85472000 | 004 Deutschland | Yes | 27370390 | 27142190 | EC002498 | EC002498 | EC002498 | EC002498 | EC002498 | https://pim.woehner.de/en/produkte/01009000.html
01010000 | 01010 | bottom trough | [5 empty] | bottom trough, 230 x 700 | 60Classic | 2 | 39.81 |  |  | 06 | 27 |  |  | 4021267010102 | 700 | 68 | 230 | 0.0 | 70.0 | 0.000 | 0.000 | 0.000 | 0.000 | 0.000 | 85472000 | 004 Deutschland | Yes | 27370390 | 27142190 | EC002498 | EC002498 | EC002498 | EC002498 | EC002498 | https://pim.woehner.de/en/produkte/01010000.html
01011000 | 01011 | bottom trough | [5 empty] | bottom trough, 290 x 1100 | 60Classic | 2 | 74.08 |  |  | 06 | 27 |  |  | 4021267010119 | 1100 | 68 | 290 | 0.0 | 130.0 | 0.000 | 0.000 | 0.000 | 0.000 | 0.000 | 85472000 | 004 Deutschland | Yes | 27370390 | 27142190 | EC002498 | EC002498 | EC002498 | EC002498 | EC002498 | https://pim.woehner.de/en/produkte/01011000.html
01013000A | 01013 | connection terminal plate, 3-pole |  | connection top or bottom |  |  |  | connection terminal plate, 3-pole, 95 - 300 mm², connection top or bottom | CrossBoard® 800 A | 1 | 122.10 |  |  | 07 | 51 | x |  | 4021267010133 | 170.5 | 118 | 200 |  | 165.7 | 0.231 | 0.32850 | 0.000 |  | 0.000 | 85369010 | 004 Deutschland | Yes | 27141146 | 27141146 | EC000001 | EC000001 | EC000001 | EC000001 | EC000001 | https://pim.woehner.de/en/produkte/01013000A.html
01014000A | 01014 | connection terminal plate, 3-pole |  | connection top or bottom |  |  |  | connection terminal plate, 3-pole, lam. Cu. 20 - 32 x 3 - 15, connection top or bottom | CrossBoard® 800 A | 1 | 127.60 |  |  | 07 | 51 | x |  | 4021267010140 | 170.5 | 118 | 200 |  | 144.7 | 0.358 | 0.32851 | 0.000 |  | 0.000 | 85369010 | 004 Deutschland | Yes | 27141146 | 27141146 | EC000001 | EC000001 | EC000001 | EC000001 | EC000001 | https://pim.woehner.de/en/produkte/01014000A.html
01015000A | 01015 | connection terminal plate, 3-pole |  | connection top or bottom | 20, 25, 30 x 5, 10 and section busbars |  |  | connection terminal plate, 3-pole, 95 - 300 mm², connection top or bottom | 60Classic | 1 | 122.73 |  |  | 07 | 51 | x |  | 4021267010157 | 173 | 118 | 200 |  | 165.7 | 0.231 | 0.32850 | 0.000 |  | 0.000 | 85369010 | 004 Deutschland | Yes | 27141146 | 27141146 | EC000001 | EC000001 | EC000001 | EC000001 | EC000001 | https://pim.woehner.de/en/produkte/01015000A.html
01016000A | 01016 | connection terminal plate, 3-pole |  | connection top or bottom | 20, 25, 30 x 5, 10 and section busbars |  |  | connection terminal plate, 3-pole, lam. Cu. 20 - 32 x 3 - 15, connection top or bottom | 60Classic | 1 | 125.88 |  |  | 07 | 51 | x |  | 4021267010164 | 173 | 118 | 200 |  | 144.7 | 0.358 | 0.32851 | 0.000 |  | 0.000 | 85369010 | 004 Deutschland | Yes | 27141146 | 27141146 | EC000001 | EC000001 | EC000001 | EC000001 | EC000001 | https://pim.woehner.de/en/produkte/01016000A.html
01017000 | 01017 | section mount | [5 empty] | section mount, for compartment section and trough edge section | 60Classic | 4 | 9.54 |  |  | 06 | 27 |  |  | 4021267010171 | 20 | 48 | 217 | 0.0 | 10.7 | 0.000 | 0.000 | 0.000 |  | 0.000 | 85472000 | 004 Deutschland | Yes | 27370390 | 27142190 | EC002498 | EC002498 | EC002498 | EC002498 | EC002498 | https://pim.woehner.de/en/produkte/01017000.html
01019000 | 01019 | end cover | [5 empty] | end cover, 3-pole, 230 mm | 60Classic | 4 | 5.10 |  |  | 06 | 27 |  |  | 4021267010195 | 27 | 79 | 229 | 0.0 | 3.6 | 0.000 | 0.000 | 0.000 | 0.000 | 0.000 | 85472000 | 004 Deutschland | Yes | 27370390 | 27142190 | EC002498 | EC002498 | EC002498 | EC002498 | EC002498 | https://pim.woehner.de/en/produkte/01019000.html
01025000 | 01025 | busbar section cover | [5 empty] | busbar section cover, 700 x 195 | 60Classic | 2 | 29.34 |  |  | 06 | 27 |  |  | 4021267010256 | 700 | 63 | 200 | 0.0 | 75.0 | 0.000 | 0.000 | 0.000 | 0.000 | 0.000 | 85472000 | 004 Deutschland | Yes | 27370390 | 27142190 | EC002498 | EC002498 | EC002498 | EC002498 | EC002498 | https://pim.woehner.de/en/produkte/01025000.html
01026000 | 01026 | mount for busbar section cover |  |  | 12, 15, 20, 25, 30 x 5, 10 and section busbars |  |  | mount for busbar section cover, depth 32 mm, for 01025, 9 x 196 x 32 | 60Classic | 10 | 7.05 |  |  | 06 | 27 |  |  | 4021267010263 | 9 | 32 | 196 | 0.0 | 3.9 | 0.000 | 0.000 | 0.000 | 0.000 | 0.000 | 85472000 | 004 Deutschland | Yes | 27370390 | 27142190 | EC002498 | EC002498 | EC002498 | EC002498 | EC002498 | https://pim.woehner.de/en/produkte/01026000.html
01027000 | 01027 | flexible copper busbar, plain, insulated | [5 empty] | flexible copper busbar, plain, insulated, 3x 20 x 1, 326 A, length 2 m |  | 1 | 87.96 |  |  | 06 | 81 |  |  | 4021267010270 | 24 | 2000 | 7 | 74.6 | 112.4 | 1.124 | 0.000 | 0.000 | 0.000 | 0.000 | 85446010 | 001 Frankreich | Yes | 27370303 | 27370303 | EC001522 | EC001522 | EC001522 | EC001522 | EC001522 | https://pim.woehner.de/en/produkte/01027000.html
01028000 | 01028 | flexible copper busbar, plain, insulated | [5 empty] | flexible copper busbar, plain, insulated, 6x 20 x 1, 477 A, length 2 m |  | 1 | 117.74 |  |  | 06 | 81 |  |  | 4021267010287 | 24 | 2000 | 10 | 79.9 | 225.0 | 2.250 | 0.000 | 0.000 | 0.000 | 0.000 | 85446010 | 001 Frankreich | Yes | 27370303 | 27370303 | EC001522 | EC001522 | EC001522 | EC001522 | EC001522 | https://pim.woehner.de/en/produkte/01028000.html
01029000 | 01029 | flexible copper busbar, plain, insulated | [5 empty] | flexible copper busbar, plain, insulated, 10x 20 x 1, 640 A, length 2 m |  | 1 | 233.42 |  |  | 06 | 81 |  |  | 4021267010294 | 24 | 2000 | 14 | 86.3 | 375.0 | 3.750 | 0.000 | 0.000 | 0.000 | 0.000 | 85446010 | 001 Frankreich | Yes | 27370303 | 27370303 | EC001522 | EC001522 | EC001522 | EC001522 | EC001522 | https://pim.woehner.de/en/produkte/01029000.html
01030000 | 01030 | compartment section | [5 empty] | compartment section, slotted, 17 x 86 x 2400 | 60Classic | 1 | 116.88 |  |  | 06 | 27 |  |  | 4021267010300 | 2400 | 17 | 86 | 0.0 | 80.0 | 0.000 | 0.000 | 0.000 | 0.000 | 0.000 | 85472000 | 004 Deutschland | Yes | 27370390 | 27142190 | EC002498 | EC002498 | EC002498 | EC002498 | EC002498 | https://pim.woehner.de/en/produkte/01030000.html
01035000 | 01035 | flexible copper busbar, plain, insulated | [5 empty] | flexible copper busbar, plain, insulated, 6x 15.5 x 0.8, 350 A, length 2 m |  | 1 | 77.25 |  |  | 06 | 81 |  |  | 4021267010355 | 20 | 2000 | 9 | 69.4 | 139.2 | 1.392 | 0.000 | 0.000 | 0.000 | 0.000 | 85446010 | 001 Frankreich | Yes | 27370303 | 27370303 | EC001522 | EC001522 | EC001522 | EC001522 | EC001522 | https://pim.woehner.de/en/produkte/01035000.html
01037000 | 01037 | trough edge section | [5 empty] | trough edge section, slim, 17 x 36 x 1100 | 60Classic | 10 | 27.45 |  |  | 06 | 27 |  |  | 4021267010379 | 1100 | 17 | 36 | 0.0 | 31.1 | 0.000 | 0.000 | 0.000 | 0.000 | 0.000 | 85472000 | 004 Deutschland | Yes | 27370390 | 27142190 | EC002498 | EC002498 | EC002498 | EC002498 | EC002498 | https://pim.woehner.de/en/produkte/01037000.html
01038000 | 01038 | trough edge section | [5 empty] | trough edge section, slim, 17 x 36 x 700 | 60Classic | 10 | 17.50 |  |  | 06 | 27 |  |  | 4021267010386 | 700 | 17 | 36 | 0.0 | 19.8 | 0.000 | 0.000 | 0.000 | 0.000 | 0.000 | 85472000 | 004 Deutschland | Yes | 27370390 | 27142190 | EC002498 | EC002498 | EC002498 | EC002498 | EC002498 | https://pim.woehner.de/en/produkte/01038000.html
01039000 | 01039 | compartment section | [5 empty] | compartment section, closed, 17 x 86 x 1100 | 60Classic | 4 | 32.27 |  |  | 06 | 27 |  |  | 4021267010393 | 1100 | 17 | 86 | 0.0 | 48.6 | 0.000 | 0.000 | 0.000 | 0.000 | 0.000 | 85472000 | 004 Deutschland | Yes | 27370390 | 27142190 | EC002498 | EC002498 | EC002498 | EC002498 | EC002498 | https://pim.woehner.de/en/produkte/01039000.html
01040000 | 01040 | compartment section | [5 empty] | compartment section, closed, 17 x 86 x 700 | 60Classic | 4 | 26.82 |  |  | 06 | 27 |  |  | 4021267010409 | 700 | 17 | 86 | 0.0 | 31.1 | 0.000 | 0.000 | 0.000 | 0.000 | 0.000 | 85472000 | 004 Deutschland | Yes | 27370390 | 27142190 | EC002498 | EC002498 | EC002498 | EC002498 | EC002498 | https://pim.woehner.de/en/produkte/01040000.html
01041000 | 01041 | compartment section | [5 empty] | compartment section, slotted, 17 x 86 x 1100 | 60Classic | 4 | 54.64 |  |  | 06 | 27 |  |  | 4021267010416 | 1100 | 17 | 86 | 0.0 | 36.5 | 0.000 | 0.000 | 0.000 | 0.000 | 0.000 | 85472000 | 004 Deutschland | Yes | 27370390 | 27142190 | EC002498 | EC002498 | EC002498 | EC002498 | EC002498 | https://pim.woehner.de/en/produkte/01041000.html
01042000 | 01042 | compartment section | [5 empty] | compartment section, slotted, 17 x 86 x 700 | 60Classic | 4 | 34.72 |  |  | 06 | 27 |  |  | 4021267010423 | 700 | 17 | 86 | 0.0 | 23.5 | 0.000 | 0.000 | 0.000 | 0.000 | 0.000 | 85472000 | 004 Deutschland | Yes | 27370390 | 27142190 | EC002498 | EC002498 | EC002498 | EC002498 | EC002498 | https://pim.woehner.de/en/produkte/01042000.html
01043000 | 01043 | trough edge section | [5 empty] | trough edge section, wide, 77 x 36 x 1100 | 60Classic | 2 | 51.71 |  |  | 06 | 27 |  |  | 4021267010430 | 1100 | 77 | 36 | 0.0 | 58.3 | 0.000 | 0.000 | 0.000 | 0.000 | 0.000 | 85472000 | 004 Deutschland | Yes | 27370390 | 27142190 | EC002498 | EC002498 | EC002498 | EC002498 | EC002498 | https://pim.woehner.de/en/produkte/01043000.html
01045000 | 01045 | bottom trough | [5 empty] | bottom trough, 230 x 2400 | 60Classic | 2 | 114.74 |  |  | 06 | 27 |  |  | 4021267010454 | 2400 | 68 | 230 | 0.0 | 240.0 | 0.000 | 0.000 | 0.000 | 0.000 | 0.000 | 85472000 | 004 Deutschland | Yes | 27370390 | 27142190 | EC002498 | EC002498 | EC002498 | EC002498 | EC002498 | https://pim.woehner.de/en/produkte/01045000.html
01046000 | 01046 | bottom trough | [5 empty] | bottom trough, 290 x 2400 | 60Classic | 2 | 174.13 |  |  | 06 | 27 |  |  | 4021267010461 | 2400 | 68 | 290 | 0.0 | 283.6 | 0.000 | 0.000 | 0.000 | 0.000 | 0.000 | 85472000 | 004 Deutschland | Yes | 27370390 | 27142190 | EC002498 | EC002498 | EC002498 | EC002498 | EC002498 | https://pim.woehner.de/en/produkte/01046000.html
01047000 | 01047 | clip-on screw connection, for cable lugs |  |  | 12, 15, 20, 25, 30 x 10 and section busbars |  | x | clip-on screw connection, for cable lugs, M10 | 60Classic, centre feed unit, 100Energy | 6 | 18.96 |  |  | 07 | 28 |  |  | 4021267010478 | 38 | 47 | 42 | 0.5 | 36.2 | 0.251 | 0.000 | 0.000 |  | 0.000 | 85369010 | 004 Deutschland | Yes | 27141146 | 27141146 | EC000001 | EC000001 | EC000001 | EC000001 | EC000001 | https://pim.woehner.de/en/produkte/01047000.html
01048000 | 01048 | trough edge section | [5 empty] | trough edge section, slim, 17 x 36 x 2400 | 60Classic | 1 | 59.13 |  |  | 06 | 27 |  |  | 4021267010485 | 2400 | 17 | 36 | 0.0 | 67.9 | 0.000 | 0.000 | 0.000 | 0.000 | 0.000 | 85472000 | 004 Deutschland | Yes | 27370390 | 27142190 | EC002498 | EC002498 | EC002498 | EC002498 | EC002498 | https://pim.woehner.de/en/produkte/01048000.html
01054000 | 01054 | flexible copper busbar, plain, insulated | [5 empty] | flexible copper busbar, plain, insulated, 3x 9 x 0.8, 162 A, length 2 m |  | 1 | 43.10 |  |  | 06 | 81 |  |  | 4021267010546 | 13 | 2000 | 6 | 51.2 | 40.4 | 0.404 | 0.000 | 0.000 | 0.000 | 0.000 | 85446010 | 001 Frankreich | Yes | 27370303 | 27370303 | EC001522 | EC001522 | EC001522 | EC001522 | EC001522 | https://pim.woehner.de/en/produkte/01054000.html
01056000 | 01056 | busbar support cover, incl. end cover | [5 empty] | busbar support cover, incl. end cover, for busbar supports 01495, 01500 and 01603 | 60Classic | 10 | 9.91 |  |  | 06 | 27 |  |  | 4021267010560 | 20 | 48 | 200 | 0.0 | 5.8 | 0.000 | 0.000 | 0.000 |  | 0.000 | 85472000 | 004 Deutschland | Yes | 27370390 | 27142190 | EC002498 | EC002498 | EC002498 | EC002498 | EC002498 | https://pim.woehner.de/en/produkte/01056000.html
01057000 | 01057 | busbar support cover | [5 empty] | busbar support cover, for busbar supports 01484, 01495, 01500, 01508 and 01603 | 60Classic | 10 | 6.06 |  |  | 06 | 27 |  |  | 4021267010577 | 20 | 18 | 200 | 0.0 | 4.0 | 0.000 | 0.000 | 0.000 |  | 0.000 | 85472000 | 004 Deutschland | Yes | 27370390 | 27142190 | EC002498 | EC002498 | EC002498 | EC002498 | EC002498 | https://pim.woehner.de/en/produkte/01057000.html
01058000 | 01058 | D0-fuse base, busbar mounted, 36mm |  |  | 12, 15, 20, 25, 30 x 10 and section busbars |  |  | D0-fuse base, busbar mounted, 36mm, E 18 / 3P, sonstiges | 60Classic | 10 | 17.89 |  |  | 01 | 06 |  |  | 4021267010584 | 36 | 43 | 200 | 5.9 | 16.1 | 0.000 | 0.025 | 0.000 |  | 0.000 | 85361050 | 004 Deutschland | Yes | 27142120 | 27142120 | EC001644 | EC001644 | EC001644 | EC001644 | EC001644 | https://pim.woehner.de/en/produkte/01058000.html
01059000 | 01059 | ring gauge key | [5 empty] | ring gauge key, E 27 / E 33 |  | 1 | 54.16 |  |  | 22 | 04 |  |  | 4021267010591 |  |  |  | 0.0 | 3.7 | 0.000 | 0.000 | 0.000 |  | 0.000 | 85361050 | 004 Deutschland | Yes | 27142190 | 27142190 | EC002936 | EC002936 | EC002936 | EC002936 | EC002936 | https://pim.woehner.de/en/produkte/01059000.html
01060000 | 01060 | flexible copper busbar, plain, insulated | [5 empty] | flexible copper busbar, plain, insulated, 5x 50 x 1, 880 A, length 2 m |  | 1 | 278.52 |  |  | 06 | 81 |  |  | 4021267010607 | 54 | 2000 | 9 | 130.5 | 466.0 | 4.660 | 0.000 | 0.000 | 0.000 | 0.000 | 85446010 | 001 Frankreich | Yes | 27370303 | 27370303 | EC001522 | EC001522 | EC001522 | EC001522 | EC001522 | https://pim.woehner.de/en/produkte/01060000.html
01061000 | 01061 | flexible copper busbar, plain, insulated | [5 empty] | flexible copper busbar, plain, insulated, 10x 80 x 1, 1777 A, length 2 m |  | 1 | 736.81 |  |  | 06 | 81 |  |  | 4021267010614 | 84 | 2000 | 14 | 166.3 | 1490.0 | 14.900 | 0.000 | 0.000 | 0.000 | 0.000 | 85446010 | 001 Frankreich | Yes | 27370303 | 27370303 | EC001522 | EC001522 | EC001522 | EC001522 | EC001522 | https://pim.woehner.de/en/produkte/01061000.html
01063000 | 01063 | flexible copper busbar, tinned, insulated | [5 empty] | flexible copper busbar, tinned, insulated, 6x 20 x 1, 477 A, length 2 m |  | 1 | 141.10 |  |  | 06 | 81 |  |  | 4021267010638 | 24 | 2000 | 10 | 79.9 | 225.0 | 2.250 | 0.000 | 0.000 | 0.000 | 0.000 | 85446010 | 001 Frankreich | Yes | 27370303 | 27370303 | EC001522 | EC001522 | EC001522 | EC001522 | EC001522 | https://pim.woehner.de/en/produkte/01063000.html
01064000 | 01064 | flexible copper busbar, tinned, insulated | [5 empty] | flexible copper busbar, tinned, insulated, 10x 20 x 1, 640 A, length 2 m |  | 1 | 280.11 |  |  | 06 | 81 |  |  | 4021267010645 | 24 | 2000 | 14 | 86.3 | 375.0 | 3.750 | 0.000 | 0.000 | 0.000 | 0.000 | 85446010 | 001 Frankreich | Yes | 27370303 | 27370303 | EC001522 | EC001522 | EC001522 | EC001522 | EC001522 | https://pim.woehner.de/en/produkte/01064000.html
01065000A | 01065 | connection module 800 A |  | connection top or bottom |  |  | x | connection module 800 A, for rear feeding of the CrossBoard, 3-pole, connection top or bottom | CrossBoard® 800 A | 1 | 218.90 |  |  | 07 | 51 | x |  | 4021267010652 | 200 | 65 | 200 |  | 650.0 | 1.523 | 0.000 | 1.920 |  | 0.000 | 85369010 | 004 Deutschland | Yes | 27141146 | 27141146 | EC000001 | EC000001 | EC000001 | EC000001 | EC000001 | https://pim.woehner.de/en/produkte/01065000A.html
01066000A | 01066 | connection module 500 A |  | connection top or bottom |  |  | x | connection module 500 A, 150 mm², for rear feeding of the CrossBoard, 3-pole, connection top or bottom | CrossBoard® 800 A | 1 | 218.90 |  |  | 07 | 51 | x |  | 4021267010669 | 200 | 65 | 200 |  | 700.0 | 1.523 | 0.533 | 1.920 |  | 0.000 | 85369010 | 004 Deutschland | Yes | 27141146 | 27141146 | EC000001 | EC000001 | EC000001 | EC000001 | EC000001 | https://pim.woehner.de/en/produkte/01066000A.html
01067000A | 01067 | fastening module |  | no electrical connection |  | CrossBoard 800 A 500 - 1100 mm |  | fastening module, at rear feeding, no electrical connection, for CrossBoard 800 A 500 - 1100 mm | CrossBoard® 800 A | 1 | 78.15 |  |  | 07 | 39 | x |  | 4021267010676 | 200 | 65 | 200 | 0.0 | 23.8 | 0.000 | 0.000 | 0.000 |  | 0.000 | 85469010 | 004 Deutschland | Yes | 27370390 | 27370390 | EC002498 | EC002498 | EC002498 | EC002498 | EC002498 | https://pim.woehner.de/en/produkte/01067000A.html
01068000 | 01068 | universal conductor terminal |  |  | flat busbars 5 mm |  |  | universal conductor terminal, 16 - 120 mm², AWG 6 - 250 MCM | 60Classic, 30Compact 3P | 25 | 5.19 |  |  | 07 | 18 |  |  | 4021267010683 | 24 | 55 | 36 | 0.0 | 10.6 | 0.000 | 0.000 | 0.000 | 0.106 | 0.000 | 85369010 | 004 Deutschland | Yes | 27141146 | 27141146 | EC000001 | EC000001 | EC000001 | EC000001 | EC000001 | https://pim.woehner.de/en/produkte/01068000.html
01069000 | 01069 | brace terminal |  |  | 30 x 10 and section busbars |  |  | brace terminal, 160 - 1000 mm², terminal space 55 x 28 | 60Classic, centre feed unit, 100Energy | 3 | 78.34 |  |  | 07 | 30 |  |  | 4021267010690 | 72 | 87 | 52 |  | 50.0 | 0.196 | 0.000 | 0.000 |  | 0.000 | 85369010 | 004 Deutschland | No | 27141146 | 27141146 | EC000001 | EC000001 | EC000001 | EC000001 | EC000001 | https://pim.woehner.de/en/produkte/01069000.html
01070000 | 01070 | brace terminal |  |  | 30 x 10 and section busbars |  |  | brace terminal, 300 - 1260 mm², terminal space 68 x 28 | 60Classic, centre feed unit, 100Energy | 3 | 96.27 |  |  | 07 | 30 |  |  | 4021267010706 | 85 | 87 | 52 |  | 63.0 | 0.235 | 0.000 | 0.000 |  | 0.000 | 85369010 | 004 Deutschland | No | 27141146 | 27141146 | EC000001 | EC000001 | EC000001 | EC000001 | EC000001 | https://pim.woehner.de/en/produkte/01070000.html
01071000 | 01071 | brace terminal |  |  | 30 x 10 and section busbars |  |  | brace terminal, 400 - 2000 mm², terminal space 105 x 28 | 60Classic, centre feed unit, 100Energy | 3 | 146.87 |  |  | 07 | 30 |  |  | 4021267010713 | 122 | 87 | 52 |  | 84.0 | 0.355 | 0.000 | 0.000 |  | 0.000 | 85369010 | 004 Deutschland | No | 27141146 | 27141146 | EC000001 | EC000001 | EC000001 | EC000001 | EC000001 | https://pim.woehner.de/en/produkte/01071000.html
01075000 | 01075 | flexible copper busbar, tinned, insulated | [5 empty] | flexible copper busbar, tinned, insulated, 5x 24 x 1, 494 A, length 2 m |  | 1 | 174.87 |  |  | 06 | 81 |  |  | 4021267010751 | 28 | 2000 | 9 | 85.7 | 225.0 | 2.250 | 0.000 | 0.000 | 0.000 | 0.000 | 85446010 | 001 Frankreich | Yes | 27370303 | 27370303 | EC001522 | EC001522 | EC001522 | EC001522 | EC001522 | https://pim.woehner.de/en/produkte/01075000.html
01076000 | 01076 | flexible copper busbar, tinned, insulated | [5 empty] | flexible copper busbar, tinned, insulated, 10x 24 x 1, 727 A, length 2 m |  | 1 | 301.86 |  |  | 06 | 81 |  |  | 4021267010768 | 28 | 2000 | 14 | 92.8 | 450.0 | 4.500 | 0.000 | 0.000 | 0.000 | 0.000 | 85446010 | 001 Frankreich | Yes | 27370303 | 27370303 | EC001522 | EC001522 | EC001522 | EC001522 | EC001522 | https://pim.woehner.de/en/produkte/01076000.html
01089000 | 01089 | flexible copper busbar, tinned, insulated | [5 empty] | flexible copper busbar, tinned, insulated, 4x 15.5 x 0.8, 279 A, length 2 m |  | 1 | 73.63 |  |  | 06 | 81 |  |  | 4021267010898 | 20 | 2000 | 7 | 66.1 | 92.8 | 0.928 | 0.000 | 0.000 | 0.000 | 0.000 | 85446010 | 001 Frankreich | Yes | 27370303 | 27370303 | EC001522 | EC001522 | EC001522 | EC001522 | EC001522 | https://pim.woehner.de/en/produkte/01089000.html
01090000 | 01090 | flexible copper busbar, tinned, insulated | [5 empty] | flexible copper busbar, tinned, insulated, 6x 15.5 x 0.8, 350 A, length 2 m |  | 1 | 92.63 |  |  | 06 | 81 |  |  | 4021267010904 | 20 | 2000 | 9 | 91.5 | 139.2 | 1.392 | 0.000 | 0.000 | 0.000 | 0.000 | 85446010 | 001 Frankreich | Yes | 27370303 | 27370303 | EC001522 | EC001522 | EC001522 | EC001522 | EC001522 | https://pim.woehner.de/en/produkte/01090000.html
01091000 | 01091 | flexible copper busbar, tinned, insulated | [5 empty] | flexible copper busbar, tinned, insulated, 10x 15.5 x 0.8, 470 A, length 2 m |  | 1 | 145.62 |  |  | 06 | 81 |  |  | 4021267010911 | 20 | 2000 | 12 | 75.1 | 232.0 | 2.320 | 0.000 | 0.000 | 0.000 | 0.000 | 85446010 | 001 Frankreich | Yes | 27370303 | 27370303 | EC001522 | EC001522 | EC001522 | EC001522 | EC001522 | https://pim.woehner.de/en/produkte/01091000.html
01092000 | 01092 | terminal for flat conductors |  |  | 30 x 10 and section busbars |  |  | terminal for flat conductors, 40 x 25 | 60Classic, centre feed unit, 100Energy | 3 | 83.62 |  |  | 07 | 25 |  |  | 4021267010928 | 48 | 100 | 60 |  | 81.7 | 0.189 | 0.652 | 0.000 |  | 0.000 | 85369010 | 004 Deutschland | Yes | 27141146 | 27141146 | EC000001 | EC000001 | EC000001 | EC000001 | EC000001 | https://pim.woehner.de/en/produkte/01092000.html
01093000A | 01093 | terminal cover |  |  |  | 01284, 01289 |  | terminal cover, for 01284, 01289 | 60Classic, 30Compact 3P | 20 | 0.97 |  |  | 07 | 36 |  |  | 4021267010935 | 15 | 50 | 35 | 0.0 | 0.5 | 0.000 | 0.000 | 0.000 |  | 0.000 | 85472000 | 004 Deutschland | Yes | 27370390 | 27370390 | EC002498 | EC002498 | EC002498 | EC002498 | EC002498 | https://pim.woehner.de/en/produkte/01093000A.html
01094000 | 01094 | terminal for round and sector shaped conductor |  |  | 30 x 10 and section busbars |  |  | terminal for round and sector shaped conductor, 95 - 300 mm² | 60Classic, centre feed unit, 100Energy | 3 | 83.62 |  |  | 07 | 25 |  |  | 4021267010942 | 48 | 100 | 60 |  | 85.7 | 0.000 | 0.853 | 0.000 |  | 0.000 | 85369010 | 004 Deutschland | Yes | 27141146 | 27141146 | EC000001 | EC000001 | EC000001 | EC000001 | EC000001 | https://pim.woehner.de/en/produkte/01094000.html
01095000 | 01095 | flexible copper busbar, tinned, insulated | [5 empty] | flexible copper busbar, tinned, insulated, 5x 32 x 1, 617 A, length 2 m |  | 1 | 217.32 |  |  | 06 | 81 |  |  | 4021267010959 | 36 | 2000 | 9 | 100.2 | 299.0 | 2.990 | 0.000 | 0.000 | 0.000 | 0.000 | 85446010 | 001 Frankreich | Yes | 27370303 | 27370303 | EC001522 | EC001522 | EC001522 | EC001522 | EC001522 | https://pim.woehner.de/en/produkte/01095000.html
01096000 | 01096 | flexible copper busbar, tinned, insulated | [5 empty] | flexible copper busbar, tinned, insulated, 10x 32 x 1, 894 A, length 2 m |  | 1 | 388.06 |  |  | 06 | 81 |  |  | 4021267010966 | 36 | 2000 | 14 | 105.2 | 598.0 | 5.980 | 0.000 | 0.000 | 0.000 | 0.000 | 85446010 | 001 Frankreich | Yes | 27370303 | 27370303 | EC001522 | EC001522 | EC001522 | EC001522 | EC001522 | https://pim.woehner.de/en/produkte/01096000.html
01097000 | 01097 | flexible copper busbar, tinned, insulated | [5 empty] | flexible copper busbar, tinned, insulated, 5x 40 x 1, 736 A, length 2 m |  | 1 | 263.07 |  |  | 06 | 81 |  |  | 4021267010973 | 44 | 2000 | 9 | 114.1 | 373.0 | 3.730 | 0.000 | 0.000 | 0.000 | 0.000 | 85446010 | 001 Frankreich | Yes | 27370303 | 27370303 | EC001522 | EC001522 | EC001522 | EC001522 | EC001522 | https://pim.woehner.de/en/produkte/01097000.html
01098000 | 01098 | D-screw cap, porcelain | [5 empty] | D-screw cap, porcelain, 500 V, E 27 |  | 20 | 1.71 |  |  | 22 | 05 |  |  | 4021267010980 |  |  |  | 0.0 | 4.8 | 0.000 | 0.000 | 0.000 | 0.000 | 0.000 | 85361050 | 060 Polen | Yes | 27142114 | 27142114 | EC000093 | EC000093 | EC000093 | EC000093 | EC000093 | https://pim.woehner.de/en/produkte/01098000.html
01099000 | 01099 | flexible copper busbar, tinned, insulated | [5 empty] | flexible copper busbar, tinned, insulated, 10x 40 x 1, 1053 A, length 2 m |  | 1 | 447.34 |  |  | 06 | 81 |  |  | 4021267010997 | 44 | 2000 | 14 | 116.8 | 746.0 | 7.460 | 0.000 | 0.000 | 0.000 | 0.000 | 85446010 | 001 Frankreich | Yes | 27370303 | 27370303 | EC001522 | EC001522 | EC001522 | EC001522 | EC001522 | https://pim.woehner.de/en/produkte/01099000.html
01100000 | 01100 | D-screw cap, porcelain | [5 empty] | D-screw cap, porcelain, 500 V, E 33 |  | 20 | 2.90 |  |  | 22 | 05 |  |  | 4021267011000 |  |  |  | 0.0 | 7.9 | 0.000 | 0.000 | 0.000 | 0.000 | 0.000 | 85361050 | 060 Polen | Yes | 27142114 | 27142114 | EC000093 | EC000093 | EC000093 | EC000093 | EC000093 | https://pim.woehner.de/en/produkte/01100000.html
01102000 | 01102 | busbar terminal for longitudinal connection |  |  | double-T section |  |  | busbar terminal for longitudinal connection, 38 mm long | 60Classic | 3 | 65.34 |  |  | 07 | 33 |  |  | 4021267011024 | 38 | 105 | 48 | 5.4 | 57.0 | 0.127 | 0.350 | 0.000 |  | 0.000 | 85369010 | 004 Deutschland | Yes | 27400606 | 27400606 | EC000713 | EC000713 | EC000713 | EC000713 | EC000713 | https://pim.woehner.de/en/produkte/01102000.html
01103000 | 01103 | D01 screw cap, porcelain | [5 empty] | D01 screw cap, porcelain, 400 V, E 14 |  | 20 | 1.62 |  |  | 22 | 05 |  |  | 4021267011031 |  |  |  | 0.0 | 1.9 | 0.000 | 0.000 | 0.000 | 0.000 | 0.000 | 85361050 | 060 Polen | Yes | 27142115 | 27142115 | EC001643 | EC001643 | EC001643 | EC001643 | EC001643 | https://pim.woehner.de/en/produkte/01103000.html
01104000 | 01104 | D02 screw cap, porcelain | [5 empty] | D02 screw cap, porcelain, 400 V, E 18 |  | 20 | 1.87 |  |  | 22 | 05 |  |  | 4021267011048 |  |  |  | 0.0 | 1.8 | 0.000 | 0.000 | 0.000 | 0.000 | 0.000 | 85361050 | 060 Polen | Yes | 27142115 | 27142115 | EC001643 | EC001643 | EC001643 | EC001643 | EC001643 | https://pim.woehner.de/en/produkte/01104000.html
01112000 | 01112 | flexible copper busbar, tinned, insulated | [5 empty] | flexible copper busbar, tinned, insulated, 5x 50 x 1, 880 A, length 2 m |  | 1 | 334.25 |  |  | 06 | 81 |  |  | 4021267011123 | 54 | 2000 | 9 | 130.5 | 466.0 | 4.660 | 0.000 | 0.000 | 0.000 | 0.000 | 85446010 | 001 Frankreich | Yes | 27370303 | 27370303 | EC001522 | EC001522 | EC001522 | EC001522 | EC001522 | https://pim.woehner.de/en/produkte/01112000.html
01113000 | 01113 | flexible copper busbar, tinned, insulated | [5 empty] | flexible copper busbar, tinned, insulated, 10x 50 x 1, 1244 A, length 2 m |  | 1 | 572.37 |  |  | 06 | 81 |  |  | 4021267011130 | 54 | 2000 | 14 | 130.4 | 932.0 | 9.320 | 0.000 | 0.000 | 0.000 | 0.000 | 85446010 | 001 Frankreich | Yes | 27370303 | 27370303 | EC001522 | EC001522 | EC001522 | EC001522 | EC001522 | https://pim.woehner.de/en/produkte/01113000.html
01114000 | 01114 | connection terminal for PE/N bar | [5 empty] | connection terminal for PE/N bar, 35 mm², suitable for PE and N busbars 01126 - 01130 |  | 100 | 1.35 |  |  | 07 | 06 |  |  | 4021267011147 | 15 | 15 | 15 | 0.0 | 1.4 | 0.000 | 0.006 | 0.000 |  | 0.000 | 85369010 | 004 Deutschland | Yes | 27371392 | 27371392 | EC002498 | EC002498 | EC002498 | EC002498 | EC002498 | https://pim.woehner.de/en/produkte/01114000.html
01116000 | 01116 | busbar support |  |  | double-T section |  |  | busbar support, 1-pole, to be attached to 01231 and individually mountable | 60Classic | 4 | 19.45 |  |  | 06 | 03 |  |  | 4021267011161 | 26 | 111 | 73 | 0.0 | 13.0 | 0.000 | 0.0045 | 0.000 |  | 0.000 | 85469010 | 004 Deutschland | Yes | 27400607 | 27400607 | EC001166 | EC001166 | EC001166 | EC001166 | EC001166 | https://pim.woehner.de/en/produkte/01116000.html
01119000 | 01119 | terminal support for PE/N-bar | [5 empty] | terminal support for PE/N-bar, screw-on |  | 50 | 0.81 |  |  | 06 | 30 |  |  | 4021267011192 | 10 | 10 | 10 | 0.0 | 0.1 | 0.000 | 0.000 | 0.000 |  | 0.000 | 85389099 | 004 Deutschland | Yes | 27370390 | 27370390 | EC001166 | EC001166 | EC001166 | EC001166 | EC001166 | https://pim.woehner.de/en/produkte/01119000.html
01120000 | 01120 | terminal support for PE/N-bar | [5 empty] | terminal support for PE/N-bar, screw-on |  | 50 | 1.56 |  |  | 06 | 30 |  |  | 4021267011208 | 10 | 30 | 30 | 0.0 | 1.4 | 0.000 | 0.000 | 0.000 |  | 0.000 | 85389099 | 004 Deutschland | Yes | 27370390 | 27370390 | EC001166 | EC001166 | EC001166 | EC001166 | EC001166 | https://pim.woehner.de/en/produkte/01120000.html
01121000 | 01121 | terminal support for PE/N-bar | [5 empty] | terminal support for PE/N-bar, snap-on to mounting rail TH35 |  | 50 | 2.74 |  |  | 06 | 30 |  |  | 4021267011215 | 10 | 30 | 30 | 0.0 | 1.6 | 0.000 | 0.000 | 0.000 |  | 0.000 | 85389099 | 004 Deutschland | Yes | 27370390 | 27370390 | EC001166 | EC001166 | EC001166 | EC001166 | EC001166 | https://pim.woehner.de/en/produkte/01121000.html
01123000 | 01123 | flexible copper busbar, tinned, insulated | [5 empty] | flexible copper busbar, tinned, insulated, 10x 63 x 1, 1481 A, length 2 m |  | 1 | 729.40 |  |  | 06 | 81 |  |  | 4021267011239 | 67 | 2000 | 14 | 146.7 | 1180.0 | 11.800 | 0.000 | 0.000 | 0.000 | 0.000 | 85446010 | 001 Frankreich | Yes | 27370303 | 27370303 | EC001522 | EC001522 | EC001522 | EC001522 | EC001522 | https://pim.woehner.de/en/produkte/01123000.html
01126000 | 01126 | earth/neutral busbar 63A | [5 empty] | earth/neutral busbar 63A, 8 terminal points, protected against self-loosening |  | 100 | 2.29 |  |  | 06 | 33 |  |  | 4021267011260 | 52 | 6.5 | 9 |  | 2.2 | 0.000 | 0.012 | 0.000 |  | 0.000 | 85389099 | 004 Deutschland | Yes | 27141139 | 27141139 | EC000485 | EC000485 | EC000485 | EC000485 | EC000485 | https://pim.woehner.de/en/produkte/01126000.html
01127000 | 01127 | earth/neutral busbar 63A | [5 empty] | earth/neutral busbar 63A, 12 terminal points, protected against self-loosening |  | 100 | 3.63 |  |  | 06 | 33 |  |  | 4021267011277 | 78 | 6.5 | 9 |  | 3.2 | 0.000 | 0.016 | 0.000 |  | 0.000 | 85389099 | 004 Deutschland | Yes | 27141139 | 27141139 | EC000485 | EC000485 | EC000485 | EC000485 | EC000485 | https://pim.woehner.de/en/produkte/01127000.html
01128000 | 01128 | earth/neutral busbar 63A | [5 empty] | earth/neutral busbar 63A, 16 terminal points, protected against self-loosening |  | 100 | 4.72 |  |  | 06 | 33 |  |  | 4021267011284 | 104 | 6.5 | 9 |  | 4.3 | 0.000 | 0.024 | 0.000 |  | 0.000 | 85389099 | 004 Deutschland | Yes | 27141139 | 27141139 | EC000485 | EC000485 | EC000485 | EC000485 | EC000485 | https://pim.woehner.de/en/produkte/01128000.html
01129000 | 01129 | earth/neutral busbar 63A | [5 empty] | earth/neutral busbar 63A, 24 terminal points, protected against self-loosening |  | 50 | 6.72 |  |  | 06 | 33 |  |  | 4021267011291 | 156 | 6.5 | 9 |  | 6.7 | 0.000 | 0.037 | 0.000 |  | 0.000 | 85389099 | 004 Deutschland | Yes | 27141139 | 27141139 | EC000485 | EC000485 | EC000485 | EC000485 | EC000485 | https://pim.woehner.de/en/produkte/01129000.html
01130000 | 01130 | earth/neutral busbar 63A | [5 empty] | earth/neutral busbar 63A, 166 terminal points, protected against self-loosening |  | 10 | 42.74 |  |  | 06 | 33 |  |  | 4021267011307 | 1080 | 6.5 | 9 |  | 46.8 | 0.000 | 0.520 | 0.000 |  | 0.000 | 85389099 | 004 Deutschland | Yes | 27141139 | 27141139 | EC000485 | EC000485 | EC000485 | EC000485 | EC000485 | https://pim.woehner.de/en/produkte/01130000.html
01131000 | 01131 | end cover | [5 empty] | end cover, for busbar supports 01357 and 01485 (1x 01131 = 1 left + 1 right cover) | 60Classic | 5 | 11.74 |  |  | 06 | 27 |  |  | 4021267011314 | 5 | 31 | 226 | 0.0 | 5.6 | 0.000 | 0.000 | 0.000 | 0.000 | 0.000 | 85472000 | 004 Deutschland | Yes | 27370390 | 27142190 | EC002498 | EC002498 | EC002498 | EC002498 | EC002498 | https://pim.woehner.de/en/produkte/01131000.html
01132000 | 01132 | busbar support |  |  | triple-T section |  |  | busbar support, 1-pole, to be attached to 01232 and individually mountable | 60Classic | 4 | 25.90 |  |  | 06 | 03 |  |  | 4021267011321 | 26 | 141 | 73 | 0.0 | 15.0 | 0.000 | 0.004 | 0.000 |  | 0.000 | 85469010 | 004 Deutschland | Yes | 27400607 | 27400607 | EC001166 | EC001166 | EC001166 | EC001166 | EC001166 | https://pim.woehner.de/en/produkte/01132000.html
01135000 | 01135 | brace terminal |  |  | 12, 15, 20 x 5, 10 |  | x | brace terminal, 35 - 150 mm², AWG 2 - 300 MCM, lam. Cu. | 60Classic, 30Compact 3P | 6 | 17.41 |  |  | 07 | 19 |  |  | 4021267011352 | 28 | 69 | 34 |  | 10.2 | 0.019 | 0.011 | 0.000 |  | 0.000 | 85369010 | 004 Deutschland | Yes | 27141146 | 27141146 | EC000001 | EC000001 | EC000001 | EC000001 | EC000001 | https://pim.woehner.de/en/produkte/01135000.html
01136000 | 01136 | set of holders for cover sections |  |  | 12, 15, 20, 25, 30 x 5, 10 and section busbars |  |  | set of holders for cover sections, for 3-pole busbar systems, set consisting of left and right holder, for covers 01554, 01555 and 01417 | 60Classic | 1 | 21.61 |  |  | 07 | 36 |  |  | 4021267011369 | 28 | 92 | 204 | 0.0 | 18.0 | 0.000 | 0.000 | 0.000 | 0.000 | 0.000 | 85472000 | 004 Deutschland | No | 27370390 | 27370390 | EC002498 | EC002848 | EC002848 | EC002848 | EC002848 | https://pim.woehner.de/en/produkte/01136000.html
01137000 | 01137 | set of holders for cover sections |  |  | 12, 15, 20, 25, 30 x 5, 10 and section busbars |  |  | set of holders for cover sections, for 4-pole busbar systems, set consisting of left and right holder, for covers 01599, 01555 and 01417 | 60Classic | 1 | 28.31 |  |  | 07 | 36 |  |  | 4021267011376 | 28 | 92 | 264 | 0.0 | 21.0 | 0.000 | 0.000 | 0.000 | 0.000 | 0.000 | 85472000 | 004 Deutschland | No | 27370390 | 27370390 | EC002498 | EC002848 | EC002848 | EC002848 | EC002848 | https://pim.woehner.de/en/produkte/01137000.html
01138000 | 01138 | busbar support 3 phases + N + E |  |  | 3x (12, 20, 30 x 10) und 2x (12, 20, 25 x 5, 10) |  |  | busbar support 3 phases + N + E, for boxes AKi (Spelsberg) and VMS (ABB / GE) |  | 30 | 21.33 |  |  | 06 | 09 |  |  | 4021267011383 | 14 | 67 | 264 | 0.0 | 16.7 | 0.000 | 0.000 | 0.000 |  | 0.000 | 85469010 | 061 Tschechien | Yes | 27400607 | 27400607 | EC001166 | EC001166 | EC001166 | EC001166 | EC001166 | https://pim.woehner.de/en/produkte/01138000.html
01139000 | 01139 | trim frame VMS | [5 empty] | trim frame VMS, for boxes VMS |  | 10 | 19.73 |  |  | 06 | 27 |  |  | 4021267011390 | 259 | 36 | 225 | 0.0 | 16.6 | 0.000 | 0.000 | 0.000 | 0.000 | 0.000 | 85472000 | 004 Deutschland | Yes | 27370390 | 27142190 | EC002498 | EC002498 | EC002498 | EC002498 | EC002498 | https://pim.woehner.de/en/produkte/01139000.html
01140000 | 01140 | busbar 20 x 10 | [5 empty] | busbar 20 x 10, material: copper Cu-ETP (No. CW004A) acc. to EN 13601 (99.9% copper), strength class R300 (300 N/mm²), length 3.60 m, tinned | 60Classic | 1 | 219.18 |  |  | 06 | 83 |  |  | 4021267011406 | 3600 | 10 | 20 | 96.0 | 650.0 | 6.500 | 0.000 | 0.000 | 0.000 | 0.000 | 74071000 | 102 Belgien | Yes | 27370303 | 27370303 | EC001522 | EC001522 | EC001522 | EC001522 | EC001522 | https://pim.woehner.de/en/produkte/01140000.html
01141000 | 01141 | busbar connecting terminal 630 A |  |  | 20, 25, 30 x 5, 10 |  |  | busbar connecting terminal 630 A, 95 mm | 60Classic | 3 | 27.60 |  |  | 07 | 33 |  |  | 4021267011413 | 95 | 25 | 37 | 1.3 | 54.4 | 0.521 | 0.000 | 0.000 |  | 0.000 | 85369010 | 004 Deutschland | Yes | 27400606 | 27400606 | EC000713 | EC000713 | EC000713 | EC000713 | EC000713 | https://pim.woehner.de/en/produkte/01141000.html
01143000 | 01143 | neutral terminal, blue | [5 empty] | neutral terminal, blue, for bar 12 x 2 |  | 50 | 3.71 |  |  | 06 | 33 |  |  | 4021267011437 | 15 | 20 | 55 | 0.0 | 2.7 | 0.000 | 0.013 | 0.000 |  | 0.000 | 85389099 | 004 Deutschland | Yes | 27141139 | 27141139 | EC000485 | EC000485 | EC000485 | EC000485 | EC000485 | https://pim.woehner.de/en/produkte/01143000.html
01144000 | 01144 | PE-terminal, green/yellow | [5 empty] | PE-terminal, green/yellow, for bar 12 x 2 |  | 50 | 3.71 |  |  | 06 | 33 |  |  | 4021267011444 | 15 | 20 | 55 | 0.0 | 2.7 | 0.000 | 0.013 | 0.000 |  | 0.000 | 85389099 | 004 Deutschland | Yes | 27141139 | 27141139 | EC000485 | EC000485 | EC000485 | EC000485 | EC000485 | https://pim.woehner.de/en/produkte/01144000.html
01145000 | 01145 | busbar connecting terminal 1600 A |  |  | double-T section |  |  | busbar connecting terminal 1600 A, 95 mm | 60Classic | 3 | 54.36 |  |  | 07 | 33 |  |  | 4021267011451 | 95 | 43 | 44 | 6.7 | 94.3 | 0.536 | 0.403 | 0.000 |  | 0.000 | 85369010 | 004 Deutschland | Yes | 27400606 | 27400606 | EC000713 | EC000713 | EC000713 | EC000713 | EC000713 | https://pim.woehner.de/en/produkte/01145000.html
01147000 | 01147 | connection set, 4-pole, without cover |  |  | 20, 25, 30 x 5, 10 and section busbars |  | x | connection set, 4-pole, without cover, 95 - 300 mm², AWG 3/0 - 600 MCM | 60Classic | 1 | 123.44 |  |  | 07 | 51 |  |  | 4021267011475 | 204 | 115 | 244 |  | 210.0 | 0.000 | 0.972 | 0.000 |  | 0.000 | 85369010 | 004 Deutschland | No | 27141146 | 27141146 | EC000001 | EC000001 | EC000001 | EC000001 | EC000001 | https://pim.woehner.de/en/produkte/01147000.html
01162000 | 01162 | connection set, 4-pole, without cover |  |  | 20, 25, 30 x 5, 10 and section busbars |  |  | connection set, 4-pole, without cover, lam. Cu. 20 - 32 x 3 - 15 | 60Classic | 1 | 123.44 |  |  | 07 | 51 |  |  | 4021267011628 | 204 | 115 | 244 |  | 180.0 | 0.000 | 0.463 | 0.000 |  | 0.000 | 85369010 | 004 Deutschland | No | 27141146 | 27141146 | EC000001 | EC000001 | EC000001 | EC000001 | EC000001 | https://pim.woehner.de/en/produkte/01162000.html
01165000 | 01165 | connection terminal plate, 3 pole |  |  | 12 x 5, 10 |  |  | connection terminal plate, 3 pole, 35 - 150 mm², AWG 2 - 300 MCM, lam. Cu. | 30Compact 3P | 1 | 60.60 |  |  | 07 | 48 |  |  | 4021267011659 | 90 | 115 | 160 |  | 57.5 | 0.036 | 0.035 | 0.000 |  | 0.000 | 85369010 | 004 Deutschland | No | 27141146 | 27141146 | EC000001 | EC000001 | EC000001 | EC000001 | EC000001 | https://pim.woehner.de/en/produkte/01165000.html
01166000 | 01166 | busbar connecting terminal 520 A |  |  | 12, 15, 20 x 5, 10 |  |  | busbar connecting terminal 520 A, 55 mm | 60Classic, 30Compact 3P | 12 | 16.33 |  |  | 07 | 33 |  |  | 4021267011666 | 55 | 20 | 29 | 3.9 | 19.2 | 0.000 | 0.181 | 0.000 |  | 0.000 | 85369010 | 004 Deutschland | Yes | 27400606 | 27400606 | EC000713 | EC000713 | EC000713 | EC000713 | EC000713 | https://pim.woehner.de/en/produkte/01166000.html
01170000 | 01170 | reducer for busbar support 01138 | [5 empty] | reducer for busbar support 01138, for busbars 5 mm |  | 100 | 0.55 |  |  | 06 | 30 |  |  | 4021267011703 | 10 | 5 | 10 | 0.0 | 0.1 | 0.000 | 0.000 | 0.000 | 0.000 | 0.000 | 85389099 | 004 Deutschland | Yes | 27370390 | 27370390 | EC002498 | EC002498 | EC002498 | EC002498 | EC002498 | https://pim.woehner.de/en/produkte/01170000.html
01182000 | 01182 | tunnel terminal for screw connection M8 | [5 empty] | tunnel terminal for screw connection M8, 1x 2.5 - 16 mm² + 2x 2.5 - 25 mm², NH 00 | 60Classic | 3 | 8.94 |  |  | 09 | 51 |  |  | 4021267011826 | 22 | 18 | 40 | 0.0 | 4.2 | 0.000 | 0.040 | 0.000 |  |  | 85389099 | 004 Deutschland | Yes | 27142190 | 27142190 | EC002498 | EC002498 | EC002498 | EC002498 | EC002498 | https://pim.woehner.de/en/produkte/01182000.html
01184000 | 01184 | flexible copper busbar, plain, insulated | [5 empty] | flexible copper busbar, plain, insulated, 10x 24 x 1, 727 A, length 2 m |  | 1 | 237.28 |  |  | 06 | 81 |  |  | 4021267011840 | 28 | 2000 | 14 | 92.8 | 450.0 | 4.500 | 0.000 | 0.000 | 0.000 | 0.000 | 85446010 | 001 Frankreich | Yes | 27370303 | 27370303 | EC001522 | EC001522 | EC001522 | EC001522 | EC001522 | https://pim.woehner.de/en/produkte/01184000.html
01185000 | 01185 | profile terminal |  |  | double-T section |  |  | profile terminal, 300 - 800 mm², terminal space 41 x 20-42 | 60Classic, centre feed unit | 3 | 73.57 |  |  | 07 | 30 |  |  | 4021267011857 | 72 | 118 | 45 |  | 67.0 | 0.198 | 0.000 | 0.000 |  | 0.000 | 85369010 | 004 Deutschland | Yes | 27141146 | 27141146 | EC000001 | EC000001 | EC000001 | EC000001 | EC000001 | https://pim.woehner.de/en/produkte/01185000.html
01186000 | 01186 | profile terminal |  |  | triple-T section |  |  | profile terminal, 1120 - 2400 mm², terminal space 101 x 23-45 | 60Classic, centre feed unit | 3 | 167.78 |  |  | 07 | 30 |  |  | 4021267011864 | 132 | 154 | 45 |  | 172.7 | 0.717 | 0.000 | 0.000 |  | 0.000 | 85369010 | 004 Deutschland | Yes | 27141146 | 27141146 | EC000001 | EC000001 | EC000001 | EC000001 | EC000001 | https://pim.woehner.de/en/produkte/01186000.html
01187000 | 01187 | triple-T section busbar 1140 mm² | [5 empty] | triple-T section busbar 1140 mm², material: copper Cu-ETP (No. CW004A) acc. to EN 13601 (99.9% copper), strength class R300 (300 N/mm²), length 2.40 m, tinned | 60Classic, centre feed unit | 1 | 744.64 |  |  | 06 | 92 |  |  | 4021267011871 | 2400 | 70 | 30 | 281.0 | 2462.4 | 24.624 | 0.000 | 0.000 | 0.000 | 0.000 | 74071000 | 102 Belgien | Yes | 27370303 | 27370303 | EC001522 | EC001522 | EC001522 | EC001522 | EC001522 | https://pim.woehner.de/en/produkte/01187000.html
01188000 | 01188 | triple-T section busbar 1140 mm² | [5 empty] | triple-T section busbar 1140 mm², material: copper Cu-ETP (No. CW004A) acc. to EN 13601 (99.9% copper), strength class R300 (300 N/mm²), length 453 mm, tinned | 60Classic, centre feed unit | 1 | 207.50 |  |  | 06 | 92 |  |  | 4021267011888 | 453 | 70 | 30 | 53.0 | 464.0 | 4.640 | 0.000 | 0.000 | 0.000 | 0.000 | 74071000 | 102 Belgien | Yes | 27370303 | 27370303 | EC001522 | EC001522 | EC001522 | EC001522 | EC001522 | https://pim.woehner.de/en/produkte/01188000.html
01189000 | 01189 | triple-T section busbar 1140 mm² | [5 empty] | triple-T section busbar 1140 mm², material: copper Cu-ETP (No. CW004A) acc. to EN 13601 (99.9% copper), strength class R300 (300 N/mm²), length 653 mm, tinned | 60Classic, centre feed unit | 1 | 267.36 |  |  | 06 | 92 |  |  | 4021267011895 | 653 | 70 | 30 | 76.5 | 672.3 | 6.723 | 0.000 | 0.000 | 0.000 | 0.000 | 74071000 | 102 Belgien | Yes | 27370303 | 27370303 | EC001522 | EC001522 | EC001522 | EC001522 | EC001522 | https://pim.woehner.de/en/produkte/01189000.html
01190000 | 01190 | double-T section busbar 720 mm² | [5 empty] | double-T section busbar 720 mm², material: copper Cu-ETP (No. CW004A) acc. to EN 13601 (99.9% copper), strength class R300 (300 N/mm²), length 3.60 m, tinned | 60Classic, centre feed unit | 1 | 703.99 |  |  | 06 | 91 |  |  | 4021267011901 | 3600 | 40 | 30 | 273.0 | 2334.0 | 23.340 | 0.000 | 0.000 | 0.000 | 0.000 | 74071000 | 102 Belgien | Yes | 27370303 | 27370303 | EC001522 | EC001522 | EC001522 | EC001522 | EC001522 | https://pim.woehner.de/en/produkte/01190000.html
01193000 | 01193 | busbar connecting terminal 520 A |  |  | 12, 15, 20 x 5, 10 |  |  | busbar connecting terminal 520 A, 150 mm | 60Classic, 30Compact 3P | 3 | 29.95 |  |  | 07 | 33 |  |  | 4021267011932 | 150 | 20 | 36 | 10.8 | 52.4 | 0.000 | 0.509 | 0.000 |  | 0.000 | 85369010 | 004 Deutschland | Yes | 27400606 | 27400606 | EC000713 | EC000713 | EC000713 | EC000713 | EC000713 | https://pim.woehner.de/en/produkte/01193000.html
01194000 | 01194 | flexible copper busbar, plain, insulated | [5 empty] | flexible copper busbar, plain, insulated, 6x 9 x 0.8, 240 A, length 2 m |  | 1 | 53.90 |  |  | 06 | 81 |  |  | 4021267011949 | 13 | 2000 | 9 | 56.2 | 80.6 | 0.806 | 0.000 | 0.000 | 0.000 | 0.000 | 85446010 | 001 Frankreich | Yes | 27370303 | 27370303 | EC001522 | EC001522 | EC001522 | EC001522 | EC001522 | https://pim.woehner.de/en/produkte/01194000.html
01196000 | 01196 | flexible copper busbar, plain, insulated | [5 empty] | flexible copper busbar, plain, insulated, 4x 15.5 x 0.8, 279 A, length 2 m |  | 1 | 61.22 |  |  | 06 | 81 |  |  | 4021267011963 | 20 | 2000 | 7 | 66.1 | 92.8 | 0.928 | 0.000 | 0.000 | 0.000 | 0.000 | 85446010 | 001 Frankreich | Yes | 27370303 | 27370303 | EC001522 | EC001522 | EC001522 | EC001522 | EC001522 | https://pim.woehner.de/en/produkte/01196000.html
01198000A | 01198 | connection terminal, front connection |  |  |  | 31057 |  | connection terminal, front connection, 25 - 95 mm², for 31057 |  | 3 | 19.71 |  |  | 07 | 26 |  |  | 4021267011987 | 21 | 28 | 34 | 0.0 | 9.0 | 0.033 | 0.000 | 0.000 |  | 0.000 | 85369010 | 004 Deutschland | Yes | 27371392 | 27371392 | EC002498 | EC002498 | EC002498 | EC002498 | EC002498 | https://pim.woehner.de/en/produkte/01198000A.html
01199000 | 01199 | connection terminal plate, 3-pole |  |  | 20, 25, 30 x 5, 10 and section busbars |  | x | connection terminal plate, 3-pole, 95 - 185 mm² | 60Classic | 1 | 72.24 |  |  | 07 | 48 |  |  | 4021267011994 | 135 | 118 | 200 |  | 132.2 | 0.000 | 0.386 | 0.000 |  | 0.000 | 85369010 | 004 Deutschland | Yes | 27141146 | 27141146 | EC000001 | EC000001 | EC000001 | EC000001 | EC000001 | https://pim.woehner.de/en/produkte/01199000.html
01201000 | 01201 | busbar terminal for longitudinal connection |  |  | 20 x 5, 10 |  |  | busbar terminal for longitudinal connection, for cables, 120 - 240 mm² | 60Classic | 3 | 16.40 |  |  | 07 | 21 |  |  | 4021267012014 |  |  |  |  | 11.0 | 0.000 | 0.049 | 0.000 |  | 0.000 | 85369010 | 004 Deutschland | Yes | 27371392 | 27371392 | EC002498 | EC002498 | EC002498 | EC002498 | EC002498 | https://pim.woehner.de/en/produkte/01201000.html
01202000 | 01202 | busbar terminal for longitudinal connection |  |  | 25 x 5 |  |  | busbar terminal for longitudinal connection, for cables, 150 - 300 mm² | 60Classic | 3 | 22.86 |  |  | 07 | 25 |  |  | 4021267012021 |  |  |  |  | 13.4 | 0.000 | 0.069 | 0.000 |  | 0.000 | 85369010 | 004 Deutschland | Yes | 27371392 | 27371392 | EC002498 | EC002498 | EC002498 | EC002498 | EC002498 | https://pim.woehner.de/en/produkte/01202000.html
01203000 | 01203 | universal conductor terminal |  |  | flat busbars 10 mm and section busbars |  |  | universal conductor terminal, 16 - 120 mm², AWG 6 - 250 MCM | 60Classic, 30Compact 3P, centre feed unit, 100Energy | 25 | 5.19 |  |  | 07 | 18 |  |  | 4021267012038 | 24 | 55 | 36 | 0.0 | 10.9 | 0.000 | 0.000 | 0.000 | 0.109 | 0.000 | 85369010 | 004 Deutschland | Yes | 27141146 | 27141146 | EC000001 | EC000001 | EC000001 | EC000001 | EC000001 | https://pim.woehner.de/en/produkte/01203000.html
01204000 | 01204 | busbar 30 x 10 | [5 empty] | busbar 30 x 10, material: copper Cu-ETP (No. CW004A) acc. to EN 13601 (99.9% copper), strength class R300 (300 N/mm²), length 3.60 m, tinned | 60Classic | 1 | 325.87 |  |  | 06 | 83 |  |  | 4021267012045 | 3600 | 10 | 30 | 94.0 | 970.0 | 9.677 | 0.000 | 0.000 | 0.000 | 0.000 | 74071000 | 102 Belgien | Yes | 27370303 | 27370303 | EC001522 | EC001522 | EC001522 | EC001522 | EC001522 | https://pim.woehner.de/en/produkte/01204000.html
01206000 | 01206 | flat terminal | [5 empty] | flat terminal, connection of busbar 40 wide with lam. Cu 20 wide | 60Classic | 10 | 14.65 |  |  | 07 | 34 |  |  | 4021267012069 | 60 | 30 | 40 | 0.0 | 17.8 | 0.000 | 0.000 | 0.000 |  | 0.000 | 85369010 | 004 Deutschland | Yes | 27400606 | 27400606 | EC000713 | EC000713 | EC000713 | EC000713 | EC000713 | https://pim.woehner.de/en/produkte/01206000.html
01207000 | 01207 | flat terminal | [5 empty] | flat terminal, connection of width 50 and 32 | 60Classic | 6 | 32.49 |  |  | 07 | 34 |  |  | 4021267012076 | 70 | 30 | 50 | 0.0 | 32.2 | 0.000 | 0.000 | 0.000 |  | 0.000 | 85369010 | 004 Deutschland | Yes | 27400606 | 27400606 | EC000713 | EC000713 | EC000713 | EC000713 | EC000713 | https://pim.woehner.de/en/produkte/01207000.html
01218000 | 01218 | flat terminal | [5 empty] | flat terminal, connection of width 63 and 40 | 60Classic | 3 | 43.25 |  |  | 07 | 34 |  |  | 4021267012182 | 82 | 30 | 60 | 0.0 | 43.4 | 0.000 | 0.000 | 0.000 |  | 0.000 | 85369010 | 004 Deutschland | Yes | 27400606 | 27400606 | EC000713 | EC000713 | EC000713 | EC000713 | EC000713 | https://pim.woehner.de/en/produkte/01218000.html
01222000 | 01222 | flat terminal | [5 empty] | flat terminal, connection of width 80 and 40 | 60Classic | 3 | 73.86 |  |  | 07 | 34 |  |  | 4021267012229 | 110 | 50 | 70 | 0.0 | 84.0 | 0.000 | 0.000 | 0.000 |  | 0.000 | 85369010 | 004 Deutschland | Yes | 27400606 | 27400606 | EC000713 | EC000713 | EC000713 | EC000713 | EC000713 | https://pim.woehner.de/en/produkte/01222000.html
01223000 | 01223 | double-T section busbar 500 mm² | [5 empty] | double-T section busbar 500 mm², material: copper Cu-ETP (No. CW004A) acc. to EN 13601 (99.9% copper), strength class R300 (300 N/mm²), length 3.60 m, plain | 60Classic, centre feed unit | 1 | 397.38 |  |  | 06 | 90 |  |  | 4021267012236 | 3600 | 40 | 30 | 240.0 | 1596.0 | 15.960 | 0.000 | 0.000 | 0.000 | 0.000 | 74071000 | 102 Belgien | Yes | 27370303 | 27370303 | EC001522 | EC001522 | EC001522 | EC001522 | EC001522 | https://pim.woehner.de/en/produkte/01223000.html
01224000 | 01224 | double-T section busbar 500 mm² | [5 empty] | double-T section busbar 500 mm², material: copper Cu-ETP (No. CW004A) acc. to EN 13601 (99.9% copper), strength class R300 (300 N/mm²), length 3.60 m, tinned | 60Classic, centre feed unit | 1 | 456.13 |  |  | 06 | 90 |  |  | 4021267012243 | 3600 | 40 | 30 | 240.0 | 1596.0 | 15.960 | 0.000 | 0.000 | 0.000 | 0.000 | 74071000 | 102 Belgien | Yes | 27370303 | 27370303 | EC001522 | EC001522 | EC001522 | EC001522 | EC001522 | https://pim.woehner.de/en/produkte/01224000.html
01225000 | 01225 | double-T section busbar 500 mm² | [5 empty] | double-T section busbar 500 mm², material: copper Cu-ETP (No. CW004A) acc. to EN 13601 (99.9% copper), strength class R300 (300 N/mm²), length 453 mm, tinned | 60Classic, centre feed unit | 1 | 70.81 |  |  | 06 | 90 |  |  | 4021267012250 | 453 | 40 | 30 | 30.2 | 200.6 | 2.006 | 0.000 | 0.000 | 0.000 | 0.000 | 74071000 | 102 Belgien | Yes | 27370303 | 27370303 | EC001522 | EC001522 | EC001522 | EC001522 | EC001522 | https://pim.woehner.de/en/produkte/01225000.html
01226000 | 01226 | double-T section busbar 500 mm² | [5 empty] | double-T section busbar 500 mm², material: copper Cu-ETP (No. CW004A) acc. to EN 13601 (99.9% copper), strength class R300 (300 N/mm²), length 653 mm, tinned | 60Classic, centre feed unit | 1 | 112.97 |  |  | 06 | 90 |  |  | 4021267012267 | 650 | 40 | 30 | 43.3 | 288.1 | 2.881 | 0.000 | 0.000 | 0.000 | 0.000 | 74071000 | 102 Belgien | Yes | 27370303 | 27370303 | EC001522 | EC001522 | EC001522 | EC001522 | EC001522 | https://pim.woehner.de/en/produkte/01226000.html
01227000 | 01227 | triple-T section busbar 1140 mm² | [5 empty] | triple-T section busbar 1140 mm², material: copper Cu-ETP (No. CW004A) acc. to EN 13601 (99.9% copper), strength class R300 (300 N/mm²), length 3.60 m, tinned | 60Classic, centre feed unit | 1 | 1118.57 |  |  | 06 | 92 |  |  | 4021267012274 | 3600 | 70 | 30 | 421.0 | 3693.6 | 36.936 | 0.000 | 0.000 | 0.000 | 0.000 | 74071000 | 102 Belgien | Yes | 27370303 | 27370303 | EC001522 | EC001522 | EC001522 | EC001522 | EC001522 | https://pim.woehner.de/en/produkte/01227000.html
01228000A | 01228 | connection terminal, front connection |  |  |  | 31056 |  | connection terminal, front connection, 25 - 95 mm², for 31056 |  | 3 | 19.71 |  |  | 07 | 26 |  |  | 4021267012281 | 21 | 28 | 34 | 0.0 | 9.3 | 0.043 | 0.000 | 0.000 |  | 0.000 | 85369010 | 004 Deutschland | Yes | 27371392 | 27371392 | EC002498 | EC002498 | EC002498 | EC002498 | EC002498 | https://pim.woehner.de/en/produkte/01228000A.html
01229000 | 01229 | double-T section busbar 720 mm² | [5 empty] | double-T section busbar 720 mm², material: copper Cu-ETP (No. CW004A) acc. to EN 13601 (99.9% copper), strength class R300 (300 N/mm²), length 3.60 m, plain | 60Classic, centre feed unit | 1 | 582.27 |  |  | 06 | 91 |  |  | 4021267012298 | 3600 | 40 | 30 | 273.0 | 2332.0 | 23.320 | 0.000 | 0.000 | 0.000 | 0.000 | 74071000 | 102 Belgien | Yes | 27370303 | 27370303 | EC001522 | EC001522 | EC001522 | EC001522 | EC001522 | https://pim.woehner.de/en/produkte/01229000.html
01230000 | 01230 | universal busbar support |  |  | 30 - 120 x 10, double-T and triple-T section |  |  | universal busbar support |  | 4 | 44.48 |  |  | 06 | 24 |  |  | 4021267012304 | 30 | 65 | 580 | 0.0 | 50.0 | 0.000 | 0.000 | 0.000 |  | 0.000 | 85469010 | 061 Tschechien | Yes | 27400607 | 27400607 | EC001166 | EC001166 | EC001166 | EC001166 | EC001166 | https://pim.woehner.de/en/produkte/01230000.html
01231000 | 01231 | busbar support |  |  | double-T section |  |  | busbar support, 3-pole, with internal screw holes | 60Classic | 3 | 49.61 |  |  | 06 | 09 |  |  | 4021267012311 | 26 | 123 | 200 | 0.0 | 59.1 | 0.000 | 0.018 | 0.000 |  | 0.000 | 85469010 | 061 Tschechien | Yes | 27400607 | 27400607 | EC001166 | EC001166 | EC001166 | EC001166 | EC001166 | https://pim.woehner.de/en/produkte/01231000.html
01232000 | 01232 | busbar support |  |  | triple-T section |  |  | busbar support, 3-pole, with internal screw holes | 60Classic | 2 | 69.54 |  |  | 06 | 09 |  |  | 4021267012328 | 26 | 153 | 200 | 0.0 | 69.7 | 0.000 | 0.018 | 0.000 |  | 0.000 | 85469010 | 061 Tschechien | Yes | 27400607 | 27400607 | EC001166 | EC001166 | EC001166 | EC001166 | EC001166 | https://pim.woehner.de/en/produkte/01232000.html
01234000 | 01234 | end cover | [5 empty] | end cover, for busbar supports 01231 and 01232 | 60Classic | 4 | 5.27 |  |  | 06 | 27 |  |  | 4021267012342 | 6 | 106 | 200 | 0.0 | 4.8 | 0.000 | 0.000 | 0.000 | 0.000 | 0.000 | 85472000 | 004 Deutschland | Yes | 27370390 | 27142190 | EC002498 | EC002498 | EC002498 | EC002498 | EC002498 | https://pim.woehner.de/en/produkte/01234000.html
01236000 | 01236 | compartment section | [5 empty] | compartment section, 48 mm deep, 2.40 m long | 60Classic | 1 | 54.79 |  |  | 06 | 27 |  |  | 4021267012366 | 2400 | 9 | 48 | 0.0 | 70.0 | 0.000 | 0.000 | 0.000 | 0.000 | 0.000 | 85472000 | 004 Deutschland | Yes | 27370390 | 27142190 | EC002498 | EC002498 | EC002498 | EC002498 | EC002498 | https://pim.woehner.de/en/produkte/01236000.html
01237000 | 01237 | compartment section | [5 empty] | compartment section, 76 mm deep, 2.40 m long | 60Classic | 1 | 63.60 |  |  | 06 | 27 |  |  | 4021267012373 | 2400 | 9 | 76 | 0.0 | 105.0 | 0.000 | 0.000 | 0.000 | 0.000 | 0.000 | 85472000 | 004 Deutschland | Yes | 27370390 | 27142190 | EC002498 | EC002498 | EC002498 | EC002498 | EC002498 | https://pim.woehner.de/en/produkte/01237000.html
01238000 | 01238 | compartment section | [5 empty] | compartment section, 106 mm deep, 2.40 m long, 2400 x 106 | 60Classic | 1 | 73.70 |  |  | 06 | 27 |  |  | 4021267012380 | 2400 | 9 | 106 | 0.0 | 140.0 | 0.000 | 0.000 | 0.000 | 0.000 | 0.000 | 85472000 | 004 Deutschland | Yes | 27370390 | 27142190 | EC002498 | EC002498 | EC002498 | EC002498 | EC002498 | https://pim.woehner.de/en/produkte/01238000.html
01240000 | 01240 | Connection terminal plate, 3 pole |  |  | 12, 15, 20, 25, 30 x 5, 10 and section busbars |  |  | Connection terminal plate, 3 pole, 6 - 50 mm², AWG 10 - 2/0, lam. Cu. | 60Classic | 1 | 31.60 |  |  | 07 | 42 |  |  | 4021267012403 | 54 | 84 | 200 | 3.0 | 45.1 | 0.031 | 0.019 | 0.000 |  | 0.000 | 85369010 | 066 Rumänien | Yes | 27141146 | 27141146 | EC000001 | EC000001 | EC000001 | EC000001 | EC000001 | https://pim.woehner.de/en/produkte/01240000.html
01242000A | 01242 | busbar cover | [5 empty] | busbar cover, for 12 x 5 busbar, 1 m long, touch protection cover | 60Classic, 30Compact 3P | 10 | 8.14 |  |  | 06 | 27 | x |  | 4021267012427 | 1000 | 10 | 15 | 0.0 | 4.0 | 0.000 | 0.000 | 0.000 | 0.000 | 0.000 | 85472000 | 004 Deutschland | Yes | 27370390 | 27142190 | EC002270 | EC002270 | EC002270 | EC002270 | EC002270 | https://pim.woehner.de/en/produkte/01242000A.html
01243000 | 01243 | connection terminal plate, 3-pole |  |  | 12, 15, 20, 25, 30 x 5, 10 and section busbars |  |  | connection terminal plate, 3-pole, 10 - 120 mm², AWG 6 - 250 MCM, lam. Cu. | 60Classic | 1 | 47.43 |  |  | 07 | 45 |  |  | 4021267012434 | 81 | 84 | 200 | 6.0 | 53.5 | 0.046 | 0.030 | 0.000 |  | 0.000 | 85369010 | 066 Rumänien | Yes | 27141146 | 27141146 | EC000001 | EC000001 | EC000001 | EC000001 | EC000001 | https://pim.woehner.de/en/produkte/01243000.html
01244000 | 01244 | busbar cover | [5 empty] | busbar cover, for 12 - 30 x 5 busbar, 1 m long, touch protection cover | 60Classic | 10 | 17.93 |  |  | 06 | 27 |  |  | 4021267012441 | 1000 | 9 | 40 | 0.0 | 8.7 | 0.000 | 0.000 | 0.000 | 0.000 | 0.000 | 85472000 | 004 Deutschland | Yes | 27370390 | 27142190 | EC002270 | EC002270 | EC002270 | EC002270 | EC002270 | https://pim.woehner.de/en/produkte/01244000.html
01245000 | 01245 | busbar cover | [5 empty] | busbar cover, for 12 - 30 x 10 busbar, 1 m long, touch protection cover | 60Classic, 185Power, 30Compact 3P, centre feed unit, 100Energy | 10 | 18.39 |  |  | 06 | 27 |  |  | 4021267012458 | 1000 | 14 | 40 | 0.0 | 10.1 | 0.000 | 0.000 | 0.000 | 0.000 | 0.000 | 85472000 | 004 Deutschland | Yes | 27370390 | 27142190 | EC002270 | EC002270 | EC002270 | EC002270 | EC002270 | https://pim.woehner.de/en/produkte/01245000.html
01249000 | 01249 | double-T section busbar 720 mm² | [5 empty] | double-T section busbar 720 mm², material: copper Cu-ETP (No. CW004A) acc. to EN 13601 (99.9% copper), strength class R300 (300 N/mm²), length 2.40 m, plain | 60Classic, centre feed unit | 1 | 388.16 |  |  | 06 | 91 |  |  | 4021267012496 | 2400 | 40 | 30 | 182.0 | 1556.0 | 15.560 | 0.000 | 0.000 | 0.000 | 0.000 | 74071000 | 102 Belgien | Yes | 27370303 | 27370303 | EC001522 | EC001522 | EC001522 | EC001522 | EC001522 | https://pim.woehner.de/en/produkte/01249000.html
01250000 | 01250 | double-T section busbar 500 mm² | [5 empty] | double-T section busbar 500 mm², material: copper Cu-ETP (No. CW004A) acc. to EN 13601 (99.9% copper), strength class R300 (300 N/mm²), length 2.40 m, plain | 60Classic, centre feed unit | 1 | 265.14 |  |  | 06 | 90 |  |  | 4021267012502 | 2400 | 40 | 30 | 160.0 | 1060.0 | 10.600 | 0.000 | 0.000 | 0.000 | 0.000 | 74071000 | 102 Belgien | Yes | 27370303 | 27370303 | EC001522 | EC001522 | EC001522 | EC001522 | EC001522 | https://pim.woehner.de/en/produkte/01250000.html
01251000 | 01251 | busbar cover | [5 empty] | busbar cover, for 40 - 60 x 10 busbars, 1m long, touch protection cover | 185Power, 100Energy | 5 | 25.33 |  |  | 06 | 27 |  |  | 4021267012519 | 1000 | 70 | 13 | 0.0 | 17.6 | 0.000 | 0.000 | 0.000 | 0.000 | 0.000 | 85472000 | 004 Deutschland | Yes | 27370390 | 27142190 | EC002270 | EC002270 | EC002270 | EC002270 | EC002270 | https://pim.woehner.de/en/produkte/01251000.html
01252000 | 01252 | busbar cover | [5 empty] | busbar cover, for double-T and triple-T section, 1m long, touch protection cover | 60Classic, centre feed unit | 5 | 30.75 |  |  | 06 | 27 |  |  | 4021267012526 | 1000 | 78 | 35 | 0.0 | 38.0 | 0.000 | 0.000 | 0.000 | 0.000 | 0.000 | 85472000 | 004 Deutschland | Yes | 27370390 | 27142190 | EC002270 | EC002270 | EC002270 | EC002270 | EC002270 | https://pim.woehner.de/en/produkte/01252000.html
01253000 | 01253 | flexible copper busbar, plain, insulated | [5 empty] | flexible copper busbar, plain, insulated, 4x 24 x 1, 438 A, length 2 m |  | 1 | 95.52 |  |  | 06 | 81 |  |  | 4021267012533 | 28 | 2000 | 8 | 84.2 | 180.0 | 1.800 | 0.000 | 0.000 | 0.000 | 0.000 | 85446010 | 001 Frankreich | Yes | 27370303 | 27370303 | EC001522 | EC001522 | EC001522 | EC001522 | EC001522 | https://pim.woehner.de/en/produkte/01253000.html
01254000 | 01254 | End cover |  |  |  | 01479 |  | End cover, for 01479 | 100Energy | 10 | 13.47 |  |  | 06 | 27 |  |  | 4021267012540 | 22 | 42 | 320 | 0.0 | 5.3 | 0.000 | 0.000 | 0.000 | 0.000 | 0.000 | 85472000 | 004 Deutschland | Yes | 27370390 | 27142190 | EC002498 | EC002498 | EC002498 | EC002498 | EC002498 | https://pim.woehner.de/en/produkte/01254000.html
01255000 | 01255 | flexible copper busbar, plain, insulated | [5 empty] | flexible copper busbar, plain, insulated, 6x 24 x 1, 547 A, length 2 m |  | 1 | 143.20 |  |  | 06 | 81 |  |  | 4021267012557 | 28 | 2000 | 10 | 87.5 | 270.0 | 2.700 | 0.000 | 0.000 | 0.000 | 0.000 | 85446010 | 001 Frankreich | Yes | 27370303 | 27370303 | EC001522 | EC001522 | EC001522 | EC001522 | EC001522 | https://pim.woehner.de/en/produkte/01255000.html
01256000 | 01256 | flexible copper busbar, plain, insulated | [5 empty] | flexible copper busbar, plain, insulated, 6x 40 x 1, 809 A, length 2 m |  | 1 | 249.85 |  |  | 06 | 81 |  |  | 4021267012564 | 44 | 2000 | 10 | 114.9 | 447.6 | 4.476 | 0.000 | 0.000 | 0.000 | 0.000 | 85446010 | 001 Frankreich | Yes | 27370303 | 27370303 | EC001522 | EC001522 | EC001522 | EC001522 | EC001522 | https://pim.woehner.de/en/produkte/01256000.html
01257000 | 01257 | neutral terminal, blue | [5 empty] | neutral terminal, blue, snap-on |  | 50 | 5.01 |  |  | 06 | 33 |  |  | 4021267012571 | 15 | 20 | 55 | 0.0 | 2.9 | 0.000 | 0.013 | 0.000 |  | 0.000 | 85389099 | 004 Deutschland | Yes | 27370390 | 27370390 | EC002498 | EC002498 | EC002498 | EC002498 | EC002498 | https://pim.woehner.de/en/produkte/01257000.html
01258000 | 01258 | PE-terminal, green/yellow | [5 empty] | PE-terminal, green/yellow, snap-on |  | 50 | 5.01 |  |  | 06 | 33 |  |  | 4021267012588 | 15 | 20 | 55 | 0.0 | 2.9 | 0.000 | 0.013 | 0.000 |  | 0.000 | 85389099 | 004 Deutschland | Yes | 27370390 | 27370390 | EC000329 | EC000329 | EC000329 | EC000329 | EC000329 | https://pim.woehner.de/en/produkte/01258000.html
01272000 | 01272 | busbar support 3 phases + N + E, with end cover | [5 empty] | busbar support 3 phases + N + E, with end cover, for busbar 3-pole 12 x 5 and 12 x 10, for busbars 5-pole 12 x 5 and 12 x 10, N + PE 12 x 5 | 30Compact 3P, 30Compact 5P | 10 | 15.30 |  |  | 06 | 09 |  |  | 4021267012724 | 15 | 45 | 156 | 0.0 | 6.8 | 0.000 | 0.000 | 0.000 |  | 0.000 | 85469010 | 061 Tschechien | Yes | 27400607 | 27400607 | EC001166 | EC001166 | EC001166 | EC001166 | EC001166 | https://pim.woehner.de/en/produkte/01272000.html
01273000 | 01273 | flexible copper busbar, plain, insulated | [5 empty] | flexible copper busbar, plain, insulated, 10x 100 x 1, 2110 A, length 2 m |  | 1 | 984.25 |  |  | 06 | 81 |  |  | 4021267012731 | 104 | 2000 | 14 | 187.6 | 1870.0 | 18.700 | 0.000 | 0.000 | 0.000 | 0.000 | 85446010 | 001 Frankreich | Yes | 27370303 | 27370303 | EC001522 | EC001522 | EC001522 | EC001522 | EC001522 | https://pim.woehner.de/en/produkte/01273000.html
01274000 | 01274 | busbar connecting terminal 2500 A |  |  | triple-T section |  |  | busbar connecting terminal 2500 A, 95 mm | 60Classic | 3 | 56.85 |  |  | 07 | 33 |  |  | 4021267012748 | 95 | 106 | 44 | 9.7 | 120.6 | 1.030 | 0.000 | 0.000 |  | 0.000 | 85369010 | 004 Deutschland | Yes | 27400606 | 27400606 | EC000713 | EC000713 | EC000713 | EC000713 | EC000713 | https://pim.woehner.de/en/produkte/01274000.html
01275000 | 01275 | busbar connecting terminal 2500 A |  |  | triple-T section |  |  | busbar connecting terminal 2500 A, 150 mm | 60Classic | 3 | 79.35 |  |  | 07 | 33 |  |  | 4021267012755 | 150 | 106 | 44 | 15.4 | 178.0 | 1.612 | 0.000 | 0.000 |  | 0.000 | 85369010 | 004 Deutschland | Yes | 27400606 | 27400606 | EC000713 | EC000713 | EC000713 | EC000713 | EC000713 | https://pim.woehner.de/en/produkte/01275000.html
01282000 | 01282 | flexible copper busbar, plain, insulated | [5 empty] | flexible copper busbar, plain, insulated, 6x 32 x 1, 715 A, length 2 m |  | 1 | 252.29 |  |  | 06 | 81 |  |  | 4021267012823 | 36 | 2000 | 10 | 134.6 | 359.0 | 3.588 | 0.000 | 0.000 | 0.000 | 0.000 | 85446010 | 001 Frankreich | Yes | 27370303 | 27370303 | EC001522 | EC001522 | EC001522 | EC001522 | EC001522 | https://pim.woehner.de/en/produkte/01282000.html
01284000 | 01284 | universal conductor terminal |  |  | flat busbars 5 mm |  |  | universal conductor terminal, 1.5 - 16 mm², AWG 16 - 6 | 60Classic, 30Compact 3P | 100 | 1.12 |  |  | 07 | 03 |  |  | 4021267012847 | 12 | 25 | 23 | 0.0 | 2.1 | 0.000 | 0.000 | 0.000 | 0.021 | 0.000 | 85369010 | 004 Deutschland | Yes | 27141146 | 27141146 | EC000001 | EC000001 | EC000001 | EC000001 | EC000001 | https://pim.woehner.de/en/produkte/01284000.html
01285000 | 01285 | universal conductor terminal |  |  | flat busbars 5 mm |  |  | universal conductor terminal, 4 - 35 mm², AWG 12 - 2 | 60Classic, 30Compact 3P | 50 | 1.62 |  |  | 07 | 06 |  |  | 4021267012854 | 16 | 36 | 29 | 0.0 | 4.6 | 0.000 | 0.000 | 0.000 | 0.046 | 0.000 | 85369010 | 004 Deutschland | Yes | 27141146 | 27141146 | EC000001 | EC000001 | EC000001 | EC000001 | EC000001 | https://pim.woehner.de/en/produkte/01285000.html
01287000 | 01287 | universal conductor terminal |  |  | flat busbars 5 mm |  |  | universal conductor terminal, 16 - 70 mm², AWG 6 - 2/0 | 60Classic, 30Compact 3P | 25 | 2.20 |  |  | 07 | 12 |  |  | 4021267012878 | 21 | 42 | 32 | 0.0 | 7.1 | 0.000 | 0.000 | 0.000 | 0.071 | 0.000 | 85369010 | 004 Deutschland | Yes | 27141146 | 27141146 | EC000001 | EC000001 | EC000001 | EC000001 | EC000001 | https://pim.woehner.de/en/produkte/01287000.html
01289000 | 01289 | universal conductor terminal |  |  | flat busbars 10 mm |  |  | universal conductor terminal, 1.5 - 16 mm², AWG 16 - 6 | 60Classic, 30Compact 3P | 100 | 1.79 |  |  | 07 | 03 |  |  | 4021267012892 | 12 | 25 | 23 | 0.0 | 2.3 | 0.000 | 0.000 | 0.000 | 0.023 | 0.000 | 85369010 | 004 Deutschland | Yes | 27141146 | 27141146 | EC000001 | EC000001 | EC000001 | EC000001 | EC000001 | https://pim.woehner.de/en/produkte/01289000.html
01290000 | 01290 | universal conductor terminal |  |  | flat busbars 10 mm |  |  | universal conductor terminal, 4 - 35 mm², AWG 12 - 2 | 60Classic, 30Compact 3P, 100Energy | 50 | 2.62 |  |  | 07 | 06 |  |  | 4021267012908 | 16 | 35 | 29 | 0.0 | 4.7 | 0.000 | 0.000 | 0.000 | 0.047 | 0.000 | 85369010 | 004 Deutschland | Yes | 27141146 | 27141146 | EC000001 | EC000001 | EC000001 | EC000001 | EC000001 | https://pim.woehner.de/en/produkte/01290000.html
01292000 | 01292 | universal conductor terminal |  |  | flat busbars 10 mm and section busbars |  |  | universal conductor terminal, 16 - 70 mm², AWG 6 - 2/0 | 60Classic, 30Compact 3P, centre feed unit, 100Energy | 25 | 3.05 |  |  | 07 | 12 |  |  | 4021267012922 | 21 | 42 | 32 | 0.0 | 7.5 | 0.000 | 0.000 | 0.000 | 0.075 | 0.000 | 85369010 | 004 Deutschland | Yes | 27141146 | 27141146 | EC000001 | EC000001 | EC000001 | EC000001 | EC000001 | https://pim.woehner.de/en/produkte/01292000.html
01295000 | 01295 | connecting set 2500 A (3-pole) |  |  | triple-T section |  |  | connecting set 2500 A (3-pole), 200 mm, flexible longitudinal connection | 60Classic | 1 | 870.65 |  |  | 07 | 33 |  |  | 4021267012953 | 200 | 173 | 45 | 56.2 | 940.0 | 6.059 | 0.000 | 0.000 |  | 0.000 | 85369010 | 004 Deutschland | Yes | 27400606 | 27400606 | EC000713 | EC000713 | EC000713 | EC000713 | EC000713 | https://pim.woehner.de/en/produkte/01295000.html
01298000 | 01298 | holder for flexible copper | [5 empty] | holder for flexible copper, for 1x lam. Cu of 6x 15.5 x 0.8 to 10x 63 x 1 |  | 3 | 12.92 |  |  | 06 | 30 |  |  | 4021267012984 |  |  |  | 0.0 | 11.3 | 0.000 | 0.000 | 0.000 |  | 0.000 | 85389099 | 004 Deutschland | Yes | 27370390 | 27370390 | EC002498 | EC002498 | EC002498 | EC002498 | EC002498 | https://pim.woehner.de/en/produkte/01298000.html
01299000 | 01299 | holder for flexible copper | [5 empty] | holder for flexible copper, for multiple fastening for lam. Cu of 5x 40 x 1 to 10x 100 x 1 |  | 4 | 12.62 |  |  | 06 | 30 |  |  | 4021267012991 |  |  |  | 0.0 | 16.6 | 0.000 | 0.000 | 0.000 |  | 0.000 | 85389099 | 004 Deutschland | Yes | 27370390 | 27370390 | EC002498 | EC002498 | EC002498 | EC002498 | EC002498 | https://pim.woehner.de/en/produkte/01299000.html
01300000 | 01300 | single cover for terminals | [5 empty] | single cover for terminals, for terminal plate 01240 | 60Classic | 3 | 1.32 |  |  | 07 | 39 |  |  | 4021267013004 |  |  |  | 0.0 | 0.4 | 0.000 | 0.000 | 0.000 |  | 0.000 | 85472000 | 004 Deutschland | Yes | 27370390 | 27370390 | EC002498 | EC002848 | EC002848 | EC002848 | EC002848 | https://pim.woehner.de/en/produkte/01300000.html
01301000 | 01301 | single cover for terminals | [5 empty] | single cover for terminals, for terminal plate 01243 | 60Classic | 3 | 0.98 |  |  | 07 | 39 |  |  | 4021267013011 |  |  |  | 0.0 | 0.5 | 0.000 | 0.000 | 0.000 |  | 0.000 | 85472000 | 004 Deutschland | Yes | 27370390 | 27370390 | EC002498 | EC002848 | EC002848 | EC002848 | EC002848 | https://pim.woehner.de/en/produkte/01301000.html
01303000 | 01303 | holder for flexible copper | [5 empty] | holder for flexible copper, for 1 layer lam. Cu |  | 4 | 9.20 |  |  | 06 | 30 |  |  | 4021267013035 |  |  |  | 0.0 | 4.5 | 0.000 | 0.000 | 0.000 |  | 0.000 | 85389099 | 001 Frankreich | Yes | 27370390 | 27370390 | EC002498 | EC002498 | EC002498 | EC002498 | EC002498 | https://pim.woehner.de/en/produkte/01303000.html
01314000 | 01314 | Cover profile, compact | [5 empty] | Cover profile, compact, 0.70 m long, 700 x 160 | 30Compact 3P, 30Compact 5P | 2 | 32.45 |  |  | 06 | 27 |  |  | 4021267013141 | 700 | 63 | 160 | 0.0 | 42.0 | 0.000 | 0.000 | 0.000 | 0.000 | 0.000 | 85472000 | 004 Deutschland | Yes | 27370390 | 27142190 | EC002498 | EC002498 | EC002498 | EC002498 | EC002498 | https://pim.woehner.de/en/produkte/01314000.html
01317000 | 01317 | Mount for cover section |  |  | 12 x 5, 10 | 01314 |  | Mount for cover section, for 01314 | 30Compact 3P, 30Compact 5P | 10 | 7.43 |  |  | 06 | 27 |  |  | 4021267013172 | 5 | 55 | 156 | 0.0 | 1.8 | 0.000 | 0.000 | 0.000 | 0.000 | 0.000 | 85472000 | 004 Deutschland | Yes | 27370390 | 27142190 | EC002498 | EC002498 | EC002498 | EC002498 | EC002498 | https://pim.woehner.de/en/produkte/01317000.html
01318000 | 01318 | brace terminal |  |  | 20, 25, 30 x 5, 10 and section busbars |  | x | brace terminal, Cu / Al 95 - 185 mm² | 60Classic, centre feed unit, 100Energy | 6 | 17.41 |  |  | 07 | 20 |  |  | 4021267013189 | 38 | 70 | 51 |  | 31.2 | 0.000 | 0.125 | 0.000 |  | 0.000 | 85369010 | 004 Deutschland | Yes | 27141146 | 27141146 | EC000001 | EC000001 | EC000001 | EC000001 | EC000001 | https://pim.woehner.de/en/produkte/01318000.html
01319000 | 01319 | brace terminal |  |  | 20, 25, 30 x 5, 10 and section busbars |  |  | brace terminal, lam. Cu. 20x3 ... 30x10 | 60Classic, centre feed unit, 100Energy | 6 | 17.41 |  |  | 07 | 20 |  |  | 4021267013196 | 38 | 70 | 51 |  | 30.3 | 0.000 | 0.115 | 0.000 |  | 0.000 | 85369010 | 004 Deutschland | Yes | 27141146 | 27141146 | EC000001 | EC000001 | EC000001 | EC000001 | EC000001 | https://pim.woehner.de/en/produkte/01319000.html
01320000 | 01320 | Mount for cover section |  |  | 12, 15, 20, 25, 30 x 5, 10 and section busbars |  |  | Mount for cover section, depth 107 mm, for 01025, 01236, 01237, 01238 | 60Classic | 8 | 9.13 |  |  | 06 | 27 |  |  | 4021267013202 | 9 | 107 | 196 | 0.0 | 12.0 | 0.000 | 0.000 | 0.000 | 0.000 | 0.000 | 85472000 | 004 Deutschland | Yes | 27370390 | 27142190 | EC002498 | EC002498 | EC002498 | EC002498 | EC002498 | https://pim.woehner.de/en/produkte/01320000.html
01323000 | 01323 | flexible copper busbar, plain, insulated | [5 empty] | flexible copper busbar, plain, insulated, 8x 24 x 1, 641 A, length 2 m |  | 1 | 192.83 |  |  | 06 | 81 |  |  | 4021267013233 | 28 | 2000 | 12 | 90.2 | 360.0 | 3.600 | 0.000 | 0.000 | 0.000 | 0.000 | 85446010 | 001 Frankreich | Yes | 27370303 | 27370303 | EC001522 | EC001522 | EC001522 | EC001522 | EC001522 | https://pim.woehner.de/en/produkte/01323000.html
01324000 | 01324 | flexible copper busbar, plain, insulated | [5 empty] | flexible copper busbar, plain, insulated, 5x 63 x 1, 1061 A, length 2 m |  | 1 | 628.85 |  |  | 06 | 81 |  |  | 4021267013240 | 67 | 2000 | 9 | 150.6 | 590.0 | 5.900 | 0.000 | 0.000 | 0.000 | 0.000 | 85446010 | 001 Frankreich | Yes | 27370303 | 27370303 | EC001522 | EC001522 | EC001522 | EC001522 | EC001522 | https://pim.woehner.de/en/produkte/01324000.html
01325000 | 01325 | end cover | [5 empty] | end cover, for busbar support 01356 and 01601 | 60Classic | 10 | 2.84 |  |  | 06 | 27 |  |  | 4021267013257 | 5 | 31 | 46 | 0.0 | 0.7 | 0.000 | 0.000 | 0.000 | 0.000 | 0.000 | 85472000 | 004 Deutschland | Yes | 27370390 | 27142190 | EC002498 | EC002498 | EC002498 | EC002498 | EC002498 | https://pim.woehner.de/en/produkte/01325000.html
01343000 | 01343 | flexible copper busbar, plain, insulated | [5 empty] | flexible copper busbar, plain, insulated, 8x 50 x 1, 1114 A, length 2 m |  | 1 | 394.64 |  |  | 06 | 81 |  |  | 4021267013431 | 54 | 2000 | 12 | 130.7 | 746.0 | 7.460 | 0.000 | 0.000 | 0.000 | 0.000 | 85446010 | 001 Frankreich | Yes | 27370303 | 27370303 | EC001522 | EC001522 | EC001522 | EC001522 | EC001522 | https://pim.woehner.de/en/produkte/01343000.html
01355000 | 01355 | busbar support |  |  | 12, 20, 30 x 5, 10 |  |  | busbar support, 1-pole, attachable to 01603 or individual mounting, with integrated end cover | 60Classic | 1 | 5.39 |  |  | 06 | 03 |  |  | 4021267013554 | 17 | 45 | 60 | 0.0 | 4.1 | 0.000 | 0.000 | 0.000 |  | 0.000 | 85469010 | 004 Deutschland | Yes | 27400607 | 27400607 | EC001166 | EC001166 | EC001166 | EC001166 | EC001166 | https://pim.woehner.de/en/produkte/01355000.html
01356000 | 01356 | PE/N-support |  |  | 12, 15, 20, 25, 30 x 5, 10 |  |  | PE/N-support, 2-pole, indiv. mountable | 60Classic | 10 | 13.86 |  |  | 06 | 06 |  |  | 4021267013561 | 20 | 50 | 164 | 0.0 | 9.5 | 0.000 | 0.000 | 0.000 |  | 0.000 | 85469010 | 061 Tschechien | Yes | 27400607 | 27400607 | EC001166 | EC001166 | EC001166 | EC001166 | EC001166 | https://pim.woehner.de/en/produkte/01356000.html
01357000 | 01357 | universal busbar support UL |  |  | 12, 20, 30 x 5, 10 |  |  | universal busbar support UL, 4-pole, with internal screw holes | 60Classic | 10 | 31.34 |  |  | 06 | 12 |  |  | 4021267013578 | 21 | 51 | 272 | 0.0 | 19.7 | 0.000 | 0.000 | 0.000 |  | 0.000 | 85469010 | 061 Tschechien | Yes | 27400607 | 27400607 | EC001166 | EC001166 | EC001166 | EC001166 | EC001166 | https://pim.woehner.de/en/produkte/01357000.html
01358000A | 01358 | spacer | [5 empty] | spacer, suitable for 01508, for UL applications | 60Classic | 10 | 12.68 |  |  | 06 | 30 |  |  | 4021267013585 | 20 | 18 | 192 | 0.0 | 9.1 | 0.000 | 0.000 | 0.000 |  | 0.000 | 85389099 | 004 Deutschland | Yes | 27370390 | 27370390 | EC002498 | EC002498 | EC002498 | EC002498 | EC002498 | https://pim.woehner.de/en/produkte/01358000A.html
01359000A | 01359 | spacer | [5 empty] | spacer, suitable for 01357, for UL applications | 60Classic | 10 | 16.52 |  |  | 06 | 30 |  |  | 4021267013592 | 20 | 18 | 274 | 0.0 | 13.1 | 0.000 | 0.000 | 0.000 |  | 0.000 | 85389099 | 004 Deutschland | Yes | 27370390 | 27370390 | EC002498 | EC002498 | EC002498 | EC002498 | EC002498 | https://pim.woehner.de/en/produkte/01359000A.html
01360000 | 01360 | Set of phase separators for UL installation, 3-pole | [5 empty] | Set of phase separators for UL installation, 3-pole, for longitudinal connecting terminals 01990, 01823, 01827, 105 mm | 60Classic | 1 | 25.70 |  |  | 06 | 27 |  |  | 4021267013608 | 105 | 125 | 195 | 0.0 | 17.2 | 0.000 | 0.000 | 0.000 | 0.000 | 0.000 | 85472000 | 004 Deutschland | Yes | 27370390 | 27142190 | EC002498 | EC002498 | EC002498 | EC002498 | EC002498 | https://pim.woehner.de/en/produkte/01360000.html
01361000 | 01361 | Set of phase separators for UL installation, 3-pole | [5 empty] | Set of phase separators for UL installation, 3-pole, for longitudinal connecting terminals 01141, 01145, 01274, 145 mm | 60Classic | 1 | 27.11 |  |  | 06 | 27 |  |  | 4021267013615 | 145 | 125 | 195 | 0.0 | 19.6 | 0.000 | 0.000 | 0.000 | 0.000 | 0.000 | 85472000 | 004 Deutschland | Yes | 27370390 | 27142190 | EC002498 | EC002498 | EC002498 | EC002498 | EC002498 | https://pim.woehner.de/en/produkte/01361000.html
01362000 | 01362 | Set of phase separators for UL installation, 3-pole | [5 empty] | Set of phase separators for UL installation, 3-pole, for longitudinal connecting terminals 01886, 01829, 01275, 200 mm | 60Classic | 1 | 28.52 |  |  | 06 | 27 |  |  | 4021267013622 | 200 | 125 | 195 | 0.0 | 21.8 | 0.000 | 0.000 | 0.000 | 0.000 | 0.000 | 85472000 | 004 Deutschland | Yes | 27370390 | 27142190 | EC002498 | EC002498 | EC002498 | EC002498 | EC002498 | https://pim.woehner.de/en/produkte/01362000.html
01363000 | 01363 | end cover | [5 empty] | end cover, for busbar support 01602 | 60Classic | 1 | 2.90 |  |  | 06 | 27 |  |  | 4021267013639 | 5 | 31 | 135 | 0.0 | 1.5 | 0.000 | 0.000 | 0.000 | 0.000 | 0.000 | 85472000 | 004 Deutschland | Yes | 27370390 | 27142190 | EC002498 | EC002498 | EC002498 | EC002498 | EC002498 | https://pim.woehner.de/en/produkte/01363000.html
01364000 | 01364 | connection module N |  |  | 12 x 5, 10 |  |  | connection module N, 10 - 120 mm² | 30Compact 5P | 1 | 26.93 |  |  | 07 | 44 |  |  | 4021267013646 | 30 | 80 | 160 |  | 21.5 | 0.015 | 0.011 | 0.000 |  | 0.000 | 85369010 | 004 Deutschland | No | 27141146 | 27141146 | EC000001 | EC000001 | EC000001 | EC000001 | EC000001 | https://pim.woehner.de/en/produkte/01364000.html
01367000 | 01367 | connection module PE |  |  | 12 x 5, 10 |  |  | connection module PE, 10 - 120 mm² | 30Compact 5P | 1 | 26.93 |  |  | 07 | 44 |  |  | 4021267013677 | 30 | 80 | 160 |  | 21.5 | 0.015 | 0.011 | 0.000 |  | 0.000 | 85369010 | 004 Deutschland | No | 27141146 | 27141146 | EC000001 | EC000001 | EC000001 | EC000001 | EC000001 | https://pim.woehner.de/en/produkte/01367000.html
01369000 | 01369 | busbar support 1-pole, lateral | [5 empty] | busbar support 1-pole, lateral, for section busbars | centre feed unit | 6 | 13.08 |  |  | 06 | 03 |  |  | 4021267013691 | 109 | 50 | 60 | 0.0 | 11.0 | 0.000 | 0.000 | 0.000 |  | 0.000 | 85469010 | 004 Deutschland | Yes | 27400607 | 27400607 | EC001166 | EC001166 | EC001166 | EC001166 | EC001166 | https://pim.woehner.de/en/produkte/01369000.html
01370000 | 01370 | connection set, 3-pole L1 + L2 + L3 |  |  | 12 x 5, 10 |  |  | connection set, 3-pole L1 + L2 + L3, 10 - 120 mm² | 30Compact 3P, 30Compact 5P | 1 | 68.66 |  |  | 07 | 45 |  |  | 4021267013707 | 90 | 80 | 160 |  | 60.0 | 0.046 | 0.031 | 0.000 |  | 0.000 | 85369010 | 004 Deutschland | No | 27141146 | 27141146 | EC000001 | EC000001 | EC000001 | EC000001 | EC000001 | https://pim.woehner.de/en/produkte/01370000.html
01371000 | 01371 | base plate | [5 empty] | base plate, 700 x 160 | 30Compact 3P, 30Compact 5P | 2 | 30.04 |  |  | 06 | 27 |  |  | 4021267013714 | 700 | 4 | 160 | 0.0 | 26.7 | 0.000 | 0.000 | 0.000 | 0.000 | 0.000 | 85472000 | 004 Deutschland | Yes | 27370390 | 27142190 | EC002498 | EC002498 | EC002498 | EC002498 | EC002498 | https://pim.woehner.de/en/produkte/01371000.html
01373000 | 01373 | end cover | [5 empty] | end cover, for busbar supports 01116 and 01132 | 60Classic | 4 | 3.60 |  |  | 06 | 27 |  |  | 4021267013738 | 6 | 100 | 54 | 0.0 | 1.8 | 0.000 | 0.000 | 0.000 | 0.000 | 0.000 | 85472000 | 004 Deutschland | Yes | 27370390 | 27142190 | EC002498 | EC002498 | EC002498 | EC002498 | EC002498 | https://pim.woehner.de/en/produkte/01373000.html
01374000A | 01374 | spacer | [5 empty] | spacer, suitable for 01272, for UL applications | 30Compact 3P | 10 | 12.58 |  |  | 06 | 30 |  |  | 4021267013745 | 20 | 18 | 156 | 0.0 | 5.2 | 0.000 | 0.000 | 0.000 |  | 0.000 | 85389099 | 004 Deutschland | Yes | 27370390 | 27370390 | EC002498 | EC002498 | EC002498 | EC002498 | EC002498 | https://pim.woehner.de/en/produkte/01374000A.html
01376000 | 01376 | intermediate busbar brace |  |  | 12 x 5 |  |  | intermediate busbar brace, to increase the mechanical strength, 2 mm | 30Compact 3P, 30Compact 5P | 10 | 3.97 |  |  | 06 | 30 |  |  | 4021267013769 | 2 | 47 | 160 | 0.0 | 1.5 | 0.000 | 0.000 | 0.000 | 0.000 | 0.000 | 85469010 | 004 Deutschland | Yes | 27370390 | 27370390 | EC002498 | EC002498 | EC002498 | EC002498 | EC002498 | https://pim.woehner.de/en/produkte/01376000.html
01379000 | 01379 | hammer-head screw for TCC-profile |  |  | TCC section |  |  | hammer-head screw for TCC-profile, M10 x 45, for subsequent mounting, with nut and spring washer | centre feed unit | 12 | 18.04 |  |  | 07 | 29 |  |  | 4021267013790 |  |  |  | 0.0 | 5.1 | 0.000 | 0.000 | 0.000 |  | 0.000 | 85369010 | 004 Deutschland | Yes | 27371392 | 27371392 | EC002498 | EC002498 | EC002498 | EC002498 | EC002498 | https://pim.woehner.de/en/produkte/01379000.html
01380000AC | 01380 | bolt for TCC-profile |  |  | TCC section |  |  | bolt for TCC-profile, M12 x 60, not for subsequent mounting, with nut and spring washer | centre feed unit | 12 | 16.26 |  |  | 07 | 29 |  |  | 4021267013806 |  |  |  | 0.0 | 9.1 | 0.000 | 0.000 | 0.000 |  | 0.000 | 85369010 | 720 China | Yes | 27371392 | 27371392 | EC002498 | EC002498 | EC002498 | EC002498 | EC002498 | https://pim.woehner.de/en/produkte/01380000AC.html
01401000 | 01401 | Connection terminal plate, 3 pole |  |  | 12 x 5, 10 |  |  | Connection terminal plate, 3 pole, 6 - 50 mm², AWG 10 - 2/0, lam. Cu. | 30Compact 3P | 1 | 31.41 |  |  | 07 | 42 |  |  | 4021267014018 | 54 | 84 | 160 |  | 20.6 | 0.031 | 0.018 | 0.000 |  | 0.000 | 85369010 | 004 Deutschland | No | 27141146 | 27141146 | EC000001 | EC000001 | EC000001 | EC000001 | EC000001 | https://pim.woehner.de/en/produkte/01401000.html
01413000 | 01413 | cover cap, 3-pole |  |  | 12, 15, 20, 25, 30 x 5, 10 and section busbars |  |  | cover cap, 3-pole, 84 mm wide, 84 x 200 x 55 | 60Classic | 10 | 16.97 |  |  | 07 | 36 |  |  | 4021267014131 | 84 | 55 | 200 | 0.0 | 14.9 | 0.000 | 0.000 | 0.000 |  | 0.000 | 85472000 | 004 Deutschland | No | 27370390 | 27370390 | EC002498 | EC002848 | EC002848 | EC002848 | EC002848 | https://pim.woehner.de/en/produkte/01413000.html
01416000A | 01416 | touch-safe protection shroud for longitudinal connectors |  |  | 30, 40, 60, 80, 100, 120 x 10 |  |  | touch-safe protection shroud for longitudinal connectors, 3-pole, front and rear mounting, cover width 165 mm, mounting to 2 busbar supports 01430 with a center distance of 150 mm | 185Power | 1 | 132.92 |  |  | 06 | 27 |  |  | 4021267014162 | 165 | 85 | 589 | 0.0 | 45.0 | 0.000 | 0.000 | 0.000 |  | 0.000 | 85472000 | 004 Deutschland | Yes | 27370390 | 27370390 | EC002498 | EC002848 | EC002848 | EC002848 | EC002848 | https://pim.woehner.de/en/produkte/01416000A.html
01417000 | 01417 | cover section | [5 empty] | cover section, top / bottom, slotted, 1.10 m long, for holders 01136 or 01137, 3 x 118 x 1100 | 60Classic | 2 | 35.04 |  |  | 06 | 27 |  |  | 4021267014179 | 1100 | 3 | 118 | 0.0 | 23.0 | 0.000 | 0.000 | 0.000 | 0.000 | 0.000 | 85472000 | 004 Deutschland | Yes | 27370390 | 27370390 | EC002498 | EC002848 | EC002848 | EC002848 | EC002848 | https://pim.woehner.de/en/produkte/01417000.html
01420000A | 01420 | system shrouding, rear | [5 empty] | system shrouding, rear, set for busbar support distance 550 mm (centre to centre) | 185Power | 1 | 110.44 |  |  | 06 | 27 |  |  | 4021267014209 | 523 | 11.5 | 194 | 0.0 | 91.3 | 0.000 | 0.000 | 0.000 | 0.000 | 0.000 | 85472000 | 004 Deutschland | Yes | 27370390 | 27142190 | EC002498 | EC002498 | EC002498 | EC002498 | EC002498 | https://pim.woehner.de/en/produkte/01420000A.html
01421000A | 01421 | spacer | [5 empty] | spacer, set, suitable for 01430 | 185Power | 1 | 18.51 |  |  | 06 | 27 |  |  | 4021267014216 | 47 | 19 | 40 | 0.0 | 13.1 | 0.000 | 0.000 | 0.000 |  | 0.000 | 85389099 | 004 Deutschland | Yes | 27370390 | 27370390 | EC002498 | EC002498 | EC002498 | EC002498 | EC002498 | https://pim.woehner.de/en/produkte/01421000A.html
01422000 | 01422 | busbar support |  |  | TCC section |  |  | busbar support, 3-pole, with internal screw holes | 60Classic | 2 | 69.54 |  |  | 06 | 09 |  |  | 4021267014223 | 26 | 173 | 200 | 0.0 | 69.7 | 0.000 | 0.018 | 0.000 |  | 0.000 | 85469010 | 061 Tschechien | Yes | 27400607 | 27400607 | EC001166 | EC001166 | EC001166 | EC001166 | EC001166 | https://pim.woehner.de/en/produkte/01422000.html
01423000A | 01423 | connection module with cover |  |  | 30, 40, 60, 80, 100, 120 x 10 | Cu max. 300 mm² / Al max. 240 mm² | x | connection module with cover, for direct cable connection, box terminal, Cu 300 mm² / Al 240 mm², angled, for Cu max. 300 mm² / Al max. 240 mm² | 185Power | 3 | 78.11 |  |  | 07 | 54 |  |  | 4021267014230 | 42 | 110 | 118 |  | 35.0 | 0.145 | 0.000 | 0.650 |  | 0.000 | 85369010 | 030 Schweden | Yes | 27141146 | 27141146 | EC000001 | EC000001 | EC000001 | EC000001 | EC000001 | https://pim.woehner.de/en/produkte/01423000A.html
01424000 | 01424 | D0 strip cover | [5 empty] | D0 strip cover, E 18, 1 1/3-fold, 36 mm wide | 60Classic | 10 | 2.37 |  |  | 01 | 33 |  |  | 4021267014247 | 36 | 12 | 200 | 0.0 | 3.1 | 0.000 | 0.000 | 0.000 | 0.000 | 0.000 | 85361050 | 004 Deutschland | Yes | 27142116 | 27142116 | EC001638 | EC001638 | EC001638 | EC001638 | EC001638 | https://pim.woehner.de/en/produkte/01424000.html
01425000 | 01425 | end cover | [5 empty] | end cover, for busbar support 01422 | 60Classic | 4 | 5.27 |  |  | 06 | 27 |  |  | 4021267014254 | 6 | 126 | 200 | 0.0 | 5.3 | 0.000 | 0.000 | 0.000 | 0.000 | 0.000 | 85472000 | 004 Deutschland | Yes | 27370390 | 27142190 | EC002498 | EC002498 | EC002498 | EC002498 | EC002498 | https://pim.woehner.de/en/produkte/01425000.html
01426000 | 01426 | connection set, 3-pole L1 + L2 + L3 |  |  | 12 x 5, 10 |  |  | connection set, 3-pole L1 + L2 + L3, 10 - 120 mm² | 30Compact 3P, 30Compact 5P | 1 | 87.60 |  |  | 07 | 45 |  |  | 4021267014261 | 60 | 80 | 160 |  | 51.5 | 0.046 | 0.030 | 0.000 |  | 0.000 | 85369010 | 004 Deutschland | No | 27141146 | 27141146 | EC000001 | EC000001 | EC000001 | EC000001 | EC000001 | https://pim.woehner.de/en/produkte/01426000.html
01427000 | 01427 | connection module PE + N |  |  | 12 x 5, 10 |  |  | connection module PE + N, 10 - 120 mm² | 30Compact 5P | 1 | 68.38 |  |  | 07 | 44 |  |  | 4021267014278 | 30 | 80 | 160 |  | 30.0 | 0.031 | 0.020 | 0.000 |  | 0.000 | 85369010 | 004 Deutschland | No | 27141146 | 27141146 | EC000001 | EC000001 | EC000001 | EC000001 | EC000001 | https://pim.woehner.de/en/produkte/01427000.html
01429000 | 01429 | connection terminal | [5 empty] | connection terminal, Cu and Al 16 - 240 mm², for busbars of 5 to 10 mm thickness and minimum 30 mm width | 60Classic, 100Energy | 3 | 38.52 |  |  | 07 | 21 |  | x | 4021267014292 |  |  |  |  | 44.0 | 0.000 | 0.261 | 0.000 |  | 0.000 | 85369010 | 004 Deutschland | Yes | 27141146 | 27141146 | EC000001 | EC000001 | EC000001 | EC000001 | EC000001 | https://pim.woehner.de/en/produkte/01429000.html
01430000A | 01430 | universal busbar support |  |  | 30, 40, 60, 80, 100, 120 x 10 |  |  | universal busbar support, for undrilled flat rails 30, 40, 60, 80, 100, 120 x 10 | 185Power | 4 | 51.68 |  |  | 06 | 24 |  |  | 4021267014308 | 30 | 59 | 583 | 0.0 | 50.0 | 0.000 | 0.000 | 0.000 |  | 0.000 | 85469010 | 061 Tschechien | Yes | 27400607 | 27400607 | EC001166 | EC001166 | EC001166 | EC001166 | EC001166 | https://pim.woehner.de/en/produkte/01430000A.html
01431000A | 01431 | end cover for busbar support 01430 | [5 empty] | end cover for busbar support 01430, set for one left and one right busbar support | 185Power | 1 | 27.29 |  |  | 06 | 27 |  |  | 4021267014315 | 50 | 75 | 585 | 0.0 | 39.0 | 0.000 | 0.000 | 0.000 | 0.000 | 0.000 | 85472000 | 004 Deutschland | Yes | 27370390 | 27142190 | EC002498 | EC002498 | EC002498 | EC002498 | EC002498 | https://pim.woehner.de/en/produkte/01431000A.html
01432000A | 01432 | centre cover for busbar support 01430 | [5 empty] | centre cover for busbar support 01430, when using the busbar support as a centre support | 185Power | 2 | 13.64 |  |  | 06 | 27 |  |  | 4021267014322 | 50 | 75 | 585 | 0.0 | 17.0 | 0.000 | 0.000 | 0.000 | 0.000 | 0.000 | 85472000 | 004 Deutschland | Yes | 27370390 | 27142190 | EC002498 | EC002498 | EC002498 | EC002498 | EC002498 | https://pim.woehner.de/en/produkte/01432000A.html
01433000A | 01433 | CrossLink® touch-safe protection cover module |  |  | 30, 40, 60, 80, 100, 120 x 10 |  |  | CrossLink® touch-safe protection cover module, 50 mm wide, 50 x 540 | 185Power | 8 | 12.21 |  |  | 06 | 27 |  |  | 4021267014339 | 50 | 49 | 556 | 0.0 | 16.0 | 0.000 | 0.000 | 0.000 | 0.000 | 0.000 | 85472000 | 004 Deutschland | Yes | 27370390 | 27142190 | EC002498 | EC002498 | EC002498 | EC002498 | EC002498 | https://pim.woehner.de/en/produkte/01433000A.html
01434000A | 01434 | CrossLink® touch-safe protection cover module |  |  | 30, 40, 60, 80, 100, 120 x 10 |  |  | CrossLink® touch-safe protection cover module, 100 mm wide, 100 x 540 | 185Power | 4 | 21.55 |  |  | 06 | 27 |  |  | 4021267014346 | 100 | 49 | 556 | 0.0 | 34.0 | 0.000 | 0.000 | 0.000 | 0.000 | 0.000 | 85472000 | 004 Deutschland | Yes | 27370390 | 27142190 | EC002498 | EC002498 | EC002498 | EC002498 | EC002498 | https://pim.woehner.de/en/produkte/01434000A.html
01435000A | 01435 | front cover IP40 | [5 empty] | front cover IP40, for CrossLink® covers, 100 mm wide, 1-pole | 185Power | 3 | 4.80 |  |  | 06 | 27 |  |  | 4021267014353 | 100 | 7 | 67 | 0.0 | 3.0 | 0.000 | 0.000 | 0.000 | 0.000 | 0.000 | 85472000 | 004 Deutschland | Yes | 27370390 | 27142190 | EC002498 | EC002498 | EC002498 | EC002498 | EC002498 | https://pim.woehner.de/en/produkte/01435000A.html
01436000A | 01436 | system shrouding, rear | [5 empty] | system shrouding, rear, set for busbar support distance 700 mm (centre to centre) | 185Power | 1 | 141.87 |  |  | 06 | 27 |  |  | 4021267014360 | 673 | 11.5 | 194 | 0.0 | 110.0 | 0.000 | 0.000 | 0.000 | 0.000 | 0.000 | 85472000 | 004 Deutschland | Yes | 27370390 | 27142190 | EC002498 | EC002498 | EC002498 | EC002498 | EC002498 | https://pim.woehner.de/en/produkte/01436000A.html
01437000A | 01437 | cover cap incl. rear touch protection cover | [5 empty] | cover cap incl. rear touch protection cover, for connection modules 185Power, for use with CrossLink®185 touch-safe protection cover modules | 185Power | 1 | 22.59 |  |  | 07 | 36 |  |  | 4021267014377 | 105 | 100 | 246 | 0.0 | 28.0 | 0.000 | 0.000 | 0.000 |  | 0.000 | 85369010 | 004 Deutschland | Yes | 27370390 | 27370390 | EC002498 | EC002848 | EC002848 | EC002848 | EC002848 | https://pim.woehner.de/en/produkte/01437000A.html
01438000A | 01438 | connection rail |  | connection top or bottom | 30, 40, 60, 80, 100, 120 x 10 |  |  | connection rail, 3-pole, screw M12, connection top or bottom | 185Power | 1 | 343.24 |  |  | 07 | 57 |  |  | 4021267014384 | 100 | 150 | 665 | 270.0 | 484.0 | 2.393 | 0.000 | 3.128 |  | 0.000 | 85369010 | 004 Deutschland | Yes | 27141146 | 27141146 | EC000001 | EC000001 | EC000001 | EC000001 | EC000001 | https://pim.woehner.de/en/produkte/01438000A.html
01439000A | 01439 | connection rail |  | connection top or bottom | 30, 40, 60, 80, 100, 120 x 10 |  |  | connection rail, 3-pole, for 3 cable lugs 300mm² (offset arrangement), for 4 cable lugs 240 mm² or lam. Cu 80 x 10, connection top or bottom | 185Power | 1 | 1598.14 |  |  | 07 | 57 |  |  | 4021267014391 | 100 | 150 | 960 | 550.0 | 1050.0 | 6.786 | 0.027 | 4.410 |  | 0.000 | 85369010 | 004 Deutschland | Yes | 27141146 | 27141146 | EC000001 | EC000001 | EC000001 | EC000001 | EC000001 | https://pim.woehner.de/en/produkte/01439000A.html
01440000A | 01440 | completion section | [5 empty] | completion section, 499 mm long, 499 x 16 | 185Power | 2 | 11.91 |  |  | 06 | 27 |  |  | 4021267014407 | 499 | 23.5 | 16 | 0.0 | 5.6 | 0.000 | 0.000 | 0.000 | 0.000 | 0.000 | 85472000 | 004 Deutschland | Yes | 27370390 | 27142190 | EC002498 | EC002498 | EC002498 | EC002498 | EC002498 | https://pim.woehner.de/en/produkte/01440000A.html
01441000A | 01441 | connection module |  | connection top or bottom | 30, 40, 60, 80, 100, 120 x 10 |  |  | connection module, for direct cable connection, with 2 box terminals 300 mm², without cover, connection top or bottom | 185Power | 1 | 179.31 |  |  | 07 | 54 |  |  | 4021267014414 | 98 | 100 | 88 | 29.4 | 133.0 | 0.893 | 0.138 | 0.000 |  | 0.000 | 85369010 | 004 Deutschland | Yes | 27141146 | 27141146 | EC000001 | EC000001 | EC000001 | EC000001 | EC000001 | https://pim.woehner.de/en/produkte/01441000A.html
01442000A | 01442 | connection module |  | connection top or bottom | 30, 40, 60, 80, 100, 120 x 10 |  |  | connection module, for lam. Cu max. 2x 80 x 10, without cover, connection top or bottom | 185Power | 1 | 119.08 |  |  | 07 | 54 |  |  | 4021267014421 | 98 | 95 | 88 |  | 94.5 | 0.689 | 0.000 | 0.000 |  | 0.000 | 85369010 | 004 Deutschland | Yes | 27141146 | 27141146 | EC000001 | EC000001 | EC000001 | EC000001 | EC000001 | https://pim.woehner.de/en/produkte/01442000A.html
01443000A | 01443 | connection module |  | connection top or bottom | 30, 40, 60, 80, 100, 120 x 10 |  |  | connection module, for 4 cable lugs M12, without cover, connection top or bottom | 185Power | 1 | 231.15 |  |  | 07 | 54 |  |  | 4021267014438 | 98 | 95 | 88 |  | 165.0 | 1.472 | 0.000 | 0.000 |  | 0.000 | 85369010 | 004 Deutschland | Yes | 27141146 | 27141146 | EC000001 | EC000001 | EC000001 | EC000001 | EC000001 | https://pim.woehner.de/en/produkte/01443000A.html
01444000A | 01444 | completion section | [5 empty] | completion section, 649 mm long, 649 x 16 | 185Power | 2 | 15.68 |  |  | 06 | 27 |  |  | 4021267014445 | 649 | 23.5 | 16 | 0.0 | 7.6 | 0.000 | 0.000 | 0.000 | 0.000 | 0.000 | 85472000 | 004 Deutschland | Yes | 27370390 | 27142190 | EC002498 | EC002498 | EC002498 | EC002498 | EC002498 | https://pim.woehner.de/en/produkte/01444000A.html
01445000A | 01445 | system cover |  |  | 30, 40, 60, 80, 100, 120 x 10 |  |  | system cover, 99 mm wide, 99 x 670 | 185Power | 1 | 152.25 |  |  | 06 | 27 |  | x | 4021267014452 | 99 | 61 | 670 | 0.0 | 110.5 | 0.281 | 0.000 | 0.750 | 0.000 | 0.000 | 85472000 | 004 Deutschland | Yes | 27370390 | 27142190 | EC002498 | EC002498 | EC002498 | EC002498 | EC002498 | https://pim.woehner.de/en/produkte/01445000A.html
01479000 | 01479 | universal busbar support |  |  | 30, 40, 50, 60 x 10 |  |  | universal busbar support, for undrilled flat busbars 30, 40, 50, 60 x 10 | 100Energy | 4 | 54.61 |  |  | 06 | 21 |  |  | 4021267014797 | 62 | 70 | 320 | 0.0 | 47.1 | 0.000 | 0.007 | 0.000 |  | 0.000 | 85469010 | 061 Tschechien | Yes | 27400607 | 27400607 | EC001166 | EC001166 | EC001166 | EC001166 | EC001166 | https://pim.woehner.de/en/produkte/01479000.html
01480000A | 01480 | longitudinal busbar connector |  |  | 30, 40, 80, 100 x 10 |  |  | longitudinal busbar connector, 40 mm | 185Power | 3 | 28.03 |  |  | 07 | 33 |  |  | 4021267014803 | 47 | 49 | 40 |  | 48.0 | 0.466 | 0.000 | 0.000 |  | 0.000 | 85369010 | 004 Deutschland | Yes | 27400606 | 27400606 | EC000713 | EC000713 | EC000713 | EC000713 | EC000713 | https://pim.woehner.de/en/produkte/01480000A.html
01481000A | 01481 | longitudinal busbar connector |  |  | 60, 100, 120 x 10 |  |  | longitudinal busbar connector, 60 mm | 185Power | 3 | 36.42 |  |  | 07 | 33 |  |  | 4021267014810 | 47 | 49 | 60 |  | 72.0 | 0.678 | 0.000 | 0.000 |  | 0.000 | 85369010 | 004 Deutschland | Yes | 27400606 | 27400606 | EC000713 | EC000713 | EC000713 | EC000713 | EC000713 | https://pim.woehner.de/en/produkte/01481000A.html
01482000A | 01482 | touch-safe protection shroud for longitudinal connectors |  |  | 30, 40, 60, 80, 100, 120 x 10 |  |  | touch-safe protection shroud for longitudinal connectors, 3-pole, front and rear mounting, cover width 115 mm, mounting to 2 busbar supports 01430 with a center distance of 100 mm | 185Power | 1 | 117.68 |  |  | 06 | 27 |  |  | 4021267014827 | 115 | 85 | 589 | 0.0 | 29.5 | 0.000 | 0.000 | 0.000 |  | 0.000 | 85472000 | 004 Deutschland | Yes | 27370390 | 27370390 | EC002498 | EC002848 | EC002848 | EC002848 | EC002848 | https://pim.woehner.de/en/produkte/01482000A.html
01484000 | 01484 | connection busbar support |  |  | 12, 15, 20, 25, 30 x 5, 10 |  |  | connection busbar support, 3-pole, with integrated terminals 1.5 - 16 mm² | 60Classic | 10 | 21.01 |  |  | 06 | 09 |  |  | 4021267014841 | 20 | 87 | 200 | 0.8 | 25.6 | 0.019 | 0.000 | 0.000 |  | 0.000 | 85469010 | 061 Tschechien | No | 27400607 | 27400607 | EC001166 | EC001166 | EC001166 | EC001166 | EC001166 | https://pim.woehner.de/en/produkte/01484000.html
01485000 | 01485 | universal busbar support |  |  | 12, 15, 20, 25, 30 x 5, 10 |  |  | universal busbar support, 4-pole with internal screw holes | 60Classic | 10 | 22.67 |  |  | 06 | 12 |  |  | 4021267014858 | 20 | 51 | 245 | 0.0 | 26.6 | 0.000 | 0.000 | 0.000 |  | 0.000 | 85469010 | 061 Tschechien | Yes | 27400607 | 27400607 | EC001166 | EC001166 | EC001166 | EC001166 | EC001166 | https://pim.woehner.de/en/produkte/01485000.html
01489000 | 01489 | PE/N-support |  |  | 12, 15, 20, 25, 30 x 5, 10 |  |  | PE/N-support, 1-pole, attachable to 01500 or separate mounting | 60Classic | 10 | 10.26 |  |  | 06 | 03 |  |  | 4021267014896 | 26 | 51 | 63 | 0.0 | 5.9 | 0.000 | 0.000 | 0.000 |  | 0.000 | 85469010 | 004 Deutschland | Yes | 27400607 | 27400607 | EC001166 | EC001166 | EC001166 | EC001166 | EC001166 | https://pim.woehner.de/en/produkte/01489000.html
01492000 | 01492 | D0-fuse base, busbar mounted, 27mm |  |  | 12, 15, 20, 25, 30 x 10 and section busbars |  |  | D0-fuse base, busbar mounted, 27mm, E 18 / 3P, sonstiges | 60Classic | 10 | 16.70 |  |  | 01 | 06 |  |  | 4021267014926 | 27 | 43 | 200 | 5.9 | 15.2 | 0.000 | 0.025 | 0.000 |  | 0.000 | 85361050 | 004 Deutschland | Yes | 27142120 | 27142120 | EC001644 | EC001644 | EC001644 | EC001644 | EC001644 | https://pim.woehner.de/en/produkte/01492000.html
01495000 | 01495 | universal busbar support |  |  | 12, 15, 20, 25, 30 x 5, 10 |  |  | universal busbar support, 3-pole with internal screw holes | 60Classic | 10 | 15.05 |  |  | 06 | 09 |  |  | 4021267014957 | 20 | 50 | 191 | 0.0 | 12.7 | 0.000 | 0.000 | 0.000 | 0.021 | 0.000 | 85469010 | 061 Tschechien | Yes | 27400607 | 27400607 | EC001166 | EC001166 | EC001166 | EC001166 | EC001166 | https://pim.woehner.de/en/produkte/01495000.html
01498000 | 01498 | D0-fuse base, busbar mounted, 36mm |  |  | 12, 15, 20, 25, 30 x 5, 10 and section busbars |  |  | D0-fuse base, busbar mounted, 36mm, with distance strip, E 18 / 3P, sonstiges | 60Classic | 10 | 16.54 |  |  | 01 | 03 |  |  | 4021267014988 | 36 | 43 | 200 | 5.9 | 15.5 | 0.000 | 0.025 | 0.000 |  | 0.000 | 85361050 | 004 Deutschland | Yes | 27142120 | 27142120 | EC001644 | EC001644 | EC001644 | EC001644 | EC001644 | https://pim.woehner.de/en/produkte/01498000.html
01500000 | 01500 | universal busbar support |  |  | 12, 15, 20, 25, 30 x 5, 10 |  |  | universal busbar support, 3-pole with additional external screw holes | 60Classic | 10 | 18.48 |  |  | 06 | 09 |  |  | 4021267015008 | 20 | 50 | 215 | 0.0 | 13.7 | 0.000 | 0.000 | 0.000 | 0.021 | 0.000 | 85469010 | 061 Tschechien | Yes | 27400607 | 27400607 | EC001166 | EC001166 | EC001166 | EC001166 | EC001166 | https://pim.woehner.de/en/produkte/01500000.html
01508000 | 01508 | universal busbar support UL |  |  | 12, 20, 30 x 5, 10 |  |  | universal busbar support UL, 3-pole, with internal screw holes | 60Classic | 10 | 21.47 |  |  | 06 | 09 |  |  | 4021267015084 | 20 | 51 | 191 | 0.0 | 14.0 | 0.000 | 0.000 | 0.000 | 0.021 | 0.000 | 85469010 | 004 Deutschland | Yes | 27400607 | 27400607 | EC001166 | EC001166 | EC001166 | EC001166 | EC001166 | https://pim.woehner.de/en/produkte/01508000.html
01509000 | 01509 | flexible copper busbar, plain, insulated | [5 empty] | flexible copper busbar, plain, insulated, 10x 50 x 1, 1244 A, length 2 m |  | 1 | 476.96 |  |  | 06 | 81 |  |  | 4021267015091 | 54 | 2000 | 14 | 130.4 | 932.0 | 9.320 | 0.000 | 0.000 | 0.000 | 0.000 | 85446010 | 001 Frankreich | Yes | 27370303 | 27370303 | EC001522 | EC001522 | EC001522 | EC001522 | EC001522 | https://pim.woehner.de/en/produkte/01509000.html
01510000 | 01510 | flexible copper busbar, plain, insulated | [5 empty] | flexible copper busbar, plain, insulated, 10x 63 x 1, 1481 A, length 2 m |  | 1 | 608.12 |  |  | 06 | 81 |  |  | 4021267015107 | 67 | 2000 | 14 | 146.7 | 1180.0 | 11.800 | 0.000 | 0.000 | 0.000 | 0.000 | 85446010 | 001 Frankreich | Yes | 27370303 | 27370303 | EC001522 | EC001522 | EC001522 | EC001522 | EC001522 | https://pim.woehner.de/en/produkte/01510000.html
01512000 | 01512 | clip-on screw connection, for cable lugs |  |  | flat busbars 10 mm |  | x | clip-on screw connection, for cable lugs, M5 | 60Classic, centre feed unit, 100Energy | 25 | 8.25 |  |  | 07 | 28 |  |  | 4021267015121 | 18 | 25 | 24 | 0.5 | 5.0 | 0.027 | 0.000 | 0.000 |  | 0.000 | 85369010 | 004 Deutschland | Yes | 27141146 | 27141146 | EC000001 | EC000001 | EC000001 | EC000001 | EC000001 | https://pim.woehner.de/en/produkte/01512000.html
01513000 | 01513 | profile terminal |  |  | triple-T section |  |  | profile terminal, 420 - 960 mm², terminal space 41 x 23-45 | 60Classic, centre feed unit | 3 | 84.40 |  |  | 07 | 30 |  |  | 4021267015138 | 72 | 154 | 45 |  | 105.0 | 0.397 | 0.000 | 0.000 |  | 0.000 | 85369010 | 004 Deutschland | Yes | 27141146 | 27141146 | EC000001 | EC000001 | EC000001 | EC000001 | EC000001 | https://pim.woehner.de/en/produkte/01513000.html
01514000 | 01514 | clip-on screw connection, for cable lugs |  |  | 12, 15, 20, 25, 30 x 10 and section busbars |  | x | clip-on screw connection, for cable lugs, M8 | 60Classic, centre feed unit, 100Energy | 20 | 14.46 |  |  | 07 | 28 |  |  | 4021267015145 | 30 | 36 | 32 | 0.5 | 16.5 | 0.091 | 0.000 | 0.000 |  | 0.000 | 85369010 | 004 Deutschland | Yes | 27141146 | 27141146 | EC000001 | EC000001 | EC000001 | EC000001 | EC000001 | https://pim.woehner.de/en/produkte/01514000.html
01515000 | 01515 | base plate UL | [5 empty] | base plate UL, 240 x 700 | 60Classic | 2 | 36.90 |  |  | 06 | 27 |  |  | 4021267015152 | 700 | 4 | 240 | 0.0 | 46.9 | 0.000 | 0.000 | 0.000 | 0.000 | 0.000 | 85472000 | 004 Deutschland | Yes | 27370390 | 27142190 | EC002498 | EC002498 | EC002498 | EC002498 | EC002498 | https://pim.woehner.de/en/produkte/01515000.html
01518000 | 01518 | base plate UL | [5 empty] | base plate UL, 240 x 1100 | 60Classic | 2 | 58.00 |  |  | 06 | 27 |  |  | 4021267015183 | 1100 | 4 | 240 | 0.0 | 73.7 | 0.000 | 0.000 | 0.000 | 0.000 | 0.000 | 85472000 | 004 Deutschland | Yes | 27370390 | 27142190 | EC002498 | EC002498 | EC002498 | EC002498 | EC002498 | https://pim.woehner.de/en/produkte/01518000.html
01537000 | 01537 | connection set, 3-pole, without cover |  |  | 20, 25, 30 x 5, 10 and section busbars |  | x | connection set, 3-pole, without cover, 95 - 300 mm², AWG 3/0 - 600 MCM | 60Classic | 1 | 88.04 |  |  | 07 | 51 |  |  | 4021267015374 | 153 | 115 | 184 |  | 155.5 | 0.000 | 0.729 | 0.000 |  | 0.000 | 85369010 | 004 Deutschland | No | 27141146 | 27141146 | EC000001 | EC000001 | EC000001 | EC000001 | EC000001 | https://pim.woehner.de/en/produkte/01537000.html
01538000 | 01538 | connection set, 3-pole, without cover |  |  | 20, 25, 30 x 5, 10 and section busbars |  |  | connection set, 3-pole, without cover, lam. Cu. 20 - 32 x 3 - 15 | 60Classic | 1 | 90.25 |  |  | 07 | 51 |  |  | 4021267015381 | 153 | 115 | 184 |  | 132.5 | 0.000 | 0.347 | 0.000 |  | 0.000 | 85369010 | 004 Deutschland | No | 27141146 | 27141146 | EC000001 | EC000001 | EC000001 | EC000001 | EC000001 | https://pim.woehner.de/en/produkte/01538000.html
01539000 | 01539 | cover cap, 3-pole |  |  | 12, 15, 20, 25, 30 x 5, 10 and section busbars |  |  | cover cap, 3-pole, 180 mm wide, 180 x 200 x 90 | 60Classic | 1 | 40.26 |  |  | 07 | 36 |  |  | 4021267015398 | 180 | 90 | 200 | 0.0 | 33.0 | 0.000 | 0.000 | 0.000 | 0.000 | 0.000 | 85472000 | 004 Deutschland | No | 27370390 | 27370390 | EC002498 | EC002848 | EC002848 | EC002848 | EC002848 | https://pim.woehner.de/en/produkte/01539000.html
01540000 | 01540 | cover cap, 3-pole |  |  | 12, 15, 20, 25, 30 x 5, 10 and section busbars |  |  | cover cap, 3-pole, 250 mm wide, 250 x 200 x 90 | 60Classic | 1 | 45.55 |  |  | 07 | 36 |  |  | 4021267015404 | 250 | 90 | 200 | 0.0 | 39.3 | 0.000 | 0.000 | 0.000 | 0.000 | 0.000 | 85472000 | 004 Deutschland | No | 27370390 | 27370390 | EC002498 | EC002848 | EC002848 | EC002848 | EC002848 | https://pim.woehner.de/en/produkte/01540000.html
01541000 | 01541 | gauge ring 2 A | [5 empty] | gauge ring 2 A, pink, E 27 |  | 50 | 0.64 |  |  | 22 | 04 |  |  | 4021267015411 |  |  |  | 0.0 | 0.4 | 0.000 | 0.000 | 0.000 | 0.000 | 0.000 | 85361010 | 061 Tschechien | Yes | 27142112 | 27142112 | EC000279 | EC000279 | EC000279 | EC000279 | EC000279 | https://pim.woehner.de/en/produkte/01541000.html
01542000 | 01542 | gauge ring 4 A | [5 empty] | gauge ring 4 A, brown, E 27 |  | 50 | 0.64 |  |  | 22 | 04 |  |  | 4021267015428 |  |  |  | 0.0 | 0.4 | 0.000 | 0.000 | 0.000 | 0.000 | 0.000 | 85361010 | 061 Tschechien | Yes | 27142112 | 27142112 | EC000279 | EC000279 | EC000279 | EC000279 | EC000279 | https://pim.woehner.de/en/produkte/01542000.html
01543000 | 01543 | gauge ring 6 A | [5 empty] | gauge ring 6 A, green, E 27 |  | 50 | 0.64 |  |  | 22 | 04 |  |  | 4021267015435 |  |  |  | 0.0 | 0.4 | 0.000 | 0.000 | 0.000 | 0.000 | 0.000 | 85361010 | 061 Tschechien | Yes | 27142112 | 27142112 | EC000279 | EC000279 | EC000279 | EC000279 | EC000279 | https://pim.woehner.de/en/produkte/01543000.html
01544000 | 01544 | gauge ring 10 A | [5 empty] | gauge ring 10 A, red, E 27 |  | 50 | 0.59 |  |  | 22 | 04 |  |  | 4021267015442 |  |  |  | 0.0 | 0.4 | 0.000 | 0.000 | 0.000 | 0.000 | 0.000 | 85361010 | 061 Tschechien | Yes | 27142112 | 27142112 | EC000279 | EC000279 | EC000279 | EC000279 | EC000279 | https://pim.woehner.de/en/produkte/01544000.html
01545000 | 01545 | gauge ring 16 A | [5 empty] | gauge ring 16 A, grey, E 27 |  | 50 | 0.64 |  |  | 22 | 04 |  |  | 4021267015459 |  |  |  | 0.0 | 0.4 | 0.000 | 0.000 | 0.000 | 0.000 | 0.000 | 85361050 | 061 Tschechien | Yes | 27142112 | 27142112 | EC000279 | EC000279 | EC000279 | EC000279 | EC000279 | https://pim.woehner.de/en/produkte/01545000.html
01546000 | 01546 | gauge ring 20 A | [5 empty] | gauge ring 20 A, blue, E 27 |  | 50 | 0.75 |  |  | 22 | 04 |  |  | 4021267015466 |  |  |  | 0.0 | 0.4 | 0.000 | 0.000 | 0.000 | 0.000 | 0.000 | 85361050 | 061 Tschechien | Yes | 27142112 | 27142112 | EC000279 | EC000279 | EC000279 | EC000279 | EC000279 | https://pim.woehner.de/en/produkte/01546000.html
01547000 | 01547 | gauge ring 25 A | [5 empty] | gauge ring 25 A, yellow, E 27 |  | 50 | 0.75 |  |  | 22 | 04 |  |  | 4021267015473 |  |  |  | 0.0 | 0.4 | 0.000 | 0.000 | 0.000 | 0.000 | 0.000 | 85361050 | 061 Tschechien | Yes | 27142112 | 27142112 | EC000279 | EC000279 | EC000279 | EC000279 | EC000279 | https://pim.woehner.de/en/produkte/01547000.html
01548000 | 01548 | gauge ring 35 A | [5 empty] | gauge ring 35 A, black, E 33 |  | 50 | 0.93 |  |  | 22 | 04 |  |  | 4021267015480 |  |  |  | 0.0 | 0.4 | 0.000 | 0.000 | 0.000 | 0.000 | 0.000 | 85361050 | 061 Tschechien | Yes | 27142112 | 27142112 | EC000279 | EC000279 | EC000279 | EC000279 | EC000279 | https://pim.woehner.de/en/produkte/01548000.html
01549000 | 01549 | gauge ring 50 A | [5 empty] | gauge ring 50 A, white, E 33 |  | 50 | 0.93 |  |  | 22 | 04 |  |  | 4021267015497 |  |  |  | 0.0 | 0.4 | 0.000 | 0.000 | 0.000 | 0.000 | 0.000 | 85361050 | 061 Tschechien | Yes | 27142112 | 27142112 | EC000279 | EC000279 | EC000279 | EC000279 | EC000279 | https://pim.woehner.de/en/produkte/01549000.html
01550000 | 01550 | gauge ring 63 A | [5 empty] | gauge ring 63 A, copper, E 33 |  | 50 | 0.93 |  |  | 22 | 04 |  |  | 4021267015503 |  |  |  | 0.0 | 0.4 | 0.000 | 0.000 | 0.000 | 0.000 | 0.000 | 85361050 | 061 Tschechien | Yes | 27142112 | 27142112 | EC000279 | EC000279 | EC000279 | EC000279 | EC000279 | https://pim.woehner.de/en/produkte/01550000.html
01554000 | 01554 | compartment section, for 3-pole systems | [5 empty] | compartment section, for 3-pole systems, front mounted, 1.10 m long, for holder 01136, 3 x 190 x 1100 | 60Classic | 1 | 41.71 |  |  | 07 | 36 |  |  | 4021267015541 | 1100 | 3 | 191 | 0.0 | 45.1 | 0.000 | 0.000 | 0.000 | 0.000 | 0.000 | 85472000 | 004 Deutschland | Yes | 27370390 | 27370390 | EC002498 | EC002848 | EC002848 | EC002848 | EC002848 | https://pim.woehner.de/en/produkte/01554000.html
01555000 | 01555 | cover section | [5 empty] | cover section, top / bottom, 1.10 m long, for holders 01136 or 01137, 3 x 109 x 1100 | 60Classic | 2 | 26.95 |  |  | 07 | 36 |  |  | 4021267015558 | 1100 | 3 | 109 | 0.0 | 27.1 | 0.000 | 0.000 | 0.000 | 0.000 | 0.000 | 85472000 | 004 Deutschland | Yes | 27370390 | 27370390 | EC002498 | EC002848 | EC002848 | EC002848 | EC002848 | https://pim.woehner.de/en/produkte/01555000.html
01562000A | 01562 | connection module |  |  | 12 x 5, 10 |  |  | connection module, with integrated spring terminals 1.5 - 16 mm², AWG 14 - 6, 3-pole | 30Compact 3P | 6 | 20.61 |  |  | 07 | 40 |  |  | 4021267015626 | 20 | 91 | 160 | 0.0 | 16.0 | 0.033 | 0.000 | 0.000 |  | 0.000 | 85369010 | 004 Deutschland | Yes | 27141146 | 27141146 | EC000001 | EC000001 | EC000001 | EC000001 | EC000001 | https://pim.woehner.de/en/produkte/01562000A.html
01563000A | 01563 | connection module |  |  | 12, 15, 20, 25, 30 x 5, 10 and section busbars |  |  | connection module, with integrated spring terminals 1.5 - 16 mm², AWG 14 - 6, 3-pole | 60Classic | 8 | 22.41 |  |  | 07 | 40 |  |  | 4021267015633 | 20 | 91 | 200 | 0.0 | 18.1 | 0.033 | 0.000 | 0.000 |  | 0.000 | 85369010 | 004 Deutschland | Yes | 27141146 | 27141146 | EC000001 | EC000001 | EC000001 | EC000001 | EC000001 | https://pim.woehner.de/en/produkte/01563000A.html
01569000A | 01569 | Connection terminal plate, 3 pole |  |  | 12, 15, 20, 25, 30 x 5, 10 and section busbars |  |  | Connection terminal plate, 3 pole, 6 - 50 mm², AWG 10 - 2/0, lam. Cu., cover can be removed with tool only | 60Classic | 1 | 32.69 |  |  | 07 | 42 |  |  | 4021267015695 | 54 | 84 | 200 | 3.0 | 45.1 | 0.031 | 0.018 | 0.000 |  | 0.000 | 85369010 | 066 Rumänien | Yes | 27141146 | 27141146 | EC000001 | EC000001 | EC000001 | EC000001 | EC000001 | https://pim.woehner.de/en/produkte/01569000A.html
01570000A | 01570 | connection terminal plate, 3-pole |  |  | 12, 15, 20, 25, 30 x 5, 10 and section busbars |  |  | connection terminal plate, 3-pole, 10 - 120 mm², AWG 2 - 250 MCM, lam. Cu., cover can be removed with tool only | 60Classic | 1 | 46.74 |  |  | 07 | 45 |  |  | 4021267015701 | 81 | 84 | 200 | 6.0 | 53.5 | 0.046 | 0.030 | 0.000 |  | 0.000 | 85369010 | 066 Rumänien | Yes | 27141146 | 27141146 | EC000001 | EC000001 | EC000001 | EC000001 | EC000001 | https://pim.woehner.de/en/produkte/01570000A.html
01573000 | 01573 | end cover | [5 empty] | end cover, for busbar supports 01484, 01495, 01500, 01508 and 01603 | 60Classic | 10 | 4.19 |  |  | 06 | 27 |  |  | 4021267015732 | 5 | 31 | 166 | 0.0 | 2.0 | 0.000 | 0.000 | 0.000 | 0.000 | 0.000 | 85472000 | 004 Deutschland | Yes | 27370390 | 27142190 | EC002498 | EC002498 | EC002498 | EC002498 | EC002498 | https://pim.woehner.de/en/produkte/01573000.html
01580000A | 01580 | mounting bracket 55 cm² |  |  |  | CrossBoard 500, 700, 900, 1100 mm |  | mounting bracket 55 cm², for mounting on mounting rails of Lütze AirSTREAM system, for CrossBoard 500, 700, 900, 1100 mm | CrossBoard® 125A / 250A | 2 | 35.59 |  |  | 06 | 30 | x |  | 4021267015800 | 162 | 52 | 150 | 0.0 | 46.3 | 0.000 | 0.000 | 0.000 |  | 0.000 | 85472000 | 004 Deutschland | Yes | 27370390 | 27142190 | EC002498 | EC002498 | EC002498 | EC002498 | EC002498 | https://pim.woehner.de/en/produkte/01580000A.html
01582000A | 01582 | mounting bracket 85 cm² |  |  |  | CrossBoard 500, 700, 900, 1100 mm |  | mounting bracket 85 cm², for mounting on mounting rails of Lütze AirSTREAM system, for CrossBoard 500, 700, 900, 1100 mm | CrossBoard® 125A / 250A | 2 | 37.10 |  |  | 06 | 30 | x |  | 4021267015824 | 162 | 82 | 150 | 0.0 | 50.1 | 0.000 | 0.000 | 0.000 |  | 0.000 | 85472000 | 004 Deutschland | Yes | 27370390 | 27142190 | EC002498 | EC002498 | EC002498 | EC002498 | EC002498 | https://pim.woehner.de/en/produkte/01582000A.html
01583000 | 01583 | flexible copper busbar, plain, insulated | [5 empty] | flexible copper busbar, plain, insulated, 10x 15.5 x 0.8, 470 A, length 2 m |  | 1 | 110.49 |  |  | 06 | 81 |  |  | 4021267015831 | 20 | 2000 | 12 | 75.1 | 232.0 | 2.320 | 0.000 | 0.000 | 0.000 | 0.000 | 85446010 | 001 Frankreich | Yes | 27370303 | 27370303 | EC001522 | EC001522 | EC001522 | EC001522 | EC001522 | https://pim.woehner.de/en/produkte/01583000.html
01585000A | 01585 | fastening module |  |  |  | CrossBoard 800 - 1100 mm |  | fastening module, for additional fastening for screw mounting, for CrossBoard 800 - 1100 mm | CrossBoard® 125A / 250A | 3 | 8.50 |  |  | 06 | 30 | x |  | 4021267015855 | 45 | 17 | 132 | 0.0 | 3.8 | 0.000 | 0.000 | 0.000 |  | 0.000 | 85469010 | 004 Deutschland | Yes | 27370390 | 27370390 | EC002498 | EC002498 | EC002498 | EC002498 | EC002498 | https://pim.woehner.de/en/produkte/01585000A.html
01586000 | 01586 | flat terminal | [5 empty] | flat terminal, connection of busbar 30 wide with lam. Cu 30 wide | 60Classic | 10 | 14.76 |  |  | 07 | 34 |  |  | 4021267015862 | 50 | 25 | 50 | 0.0 | 19.8 | 0.000 | 0.000 | 0.000 |  | 0.000 | 85369010 | 004 Deutschland | Yes | 27400606 | 27400606 | EC000713 | EC000713 | EC000713 | EC000713 | EC000713 | https://pim.woehner.de/en/produkte/01586000.html
01587000 | 01587 | flat terminal | [5 empty] | flat terminal, connection of busbar 35 wide with lam. Cu 30 wide | 60Classic | 10 | 15.84 |  |  | 07 | 34 |  |  | 4021267015879 | 50 | 25 | 55 | 0.0 | 21.5 | 0.000 | 0.000 | 0.000 |  | 0.000 | 85369010 | 004 Deutschland | Yes | 27400606 | 27400606 | EC000713 | EC000713 | EC000713 | EC000713 | EC000713 | https://pim.woehner.de/en/produkte/01587000.html
01590000 | 01590 | cover cap, 3-pole |  |  | 12, 15, 20, 25, 30 x 5, 10 and section busbars |  |  | cover cap, 3-pole, 54 mm wide, 54 x 200 x 55 | 60Classic | 1 | 15.46 |  |  | 07 | 36 |  |  | 4021267015909 | 54 | 55 | 200 | 0.0 | 14.7 | 0.000 | 0.000 | 0.000 |  | 0.000 | 85472000 | 004 Deutschland | No | 27370390 | 27370390 | EC002498 | EC002848 | EC002848 | EC002848 | EC002848 | https://pim.woehner.de/en/produkte/01590000.html
01592000A | 01592 | connection module | [5 empty] | connection module, with integrated spring terminals 1.5 - 16 mm², AWG 14 - 6, 3-pole | CrossBoard® 125A / 250A | 1 | 19.09 |  |  | 07 | 40 |  |  | 4021267015923 | 22.5 | 115 | 160 | 4.6 | 21.5 | 0.027 | 0.000 | 0.180 |  | 0.000 | 85369010 | 061 Tschechien | Yes | 27141146 | 27141146 | EC000001 | EC000001 | EC000001 | EC000001 | EC000001 | https://pim.woehner.de/en/produkte/01592000A.html
01593000A | 01593 | connection module | [5 empty] | connection module, with box terminals 6 - 50 mm² / AWG 10 - AWG 1, 3-pole | CrossBoard® 125A / 250A, CrossBoard® 800 A | 1 | 31.49 |  |  | 07 | 42 |  |  | 4021267015930 | 45 | 92 | 160 | 9.3 | 31.7 | 0.048 | 0.000 | 0.562 |  | 0.000 | 85369010 | 004 Deutschland | Yes | 27141146 | 27141146 | EC000001 | EC000001 | EC000001 | EC000001 | EC000001 | https://pim.woehner.de/en/produkte/01593000A.html
01594000A | 01594 | connection module |  | connection top and bottom |  | CrossBoard 250 A 300 - 1100 mm | x | connection module, 150 mm², for rear feeding of the CrossBoard, 3-pole, connection top and bottom, for CrossBoard 250 A 300 - 1100 mm | CrossBoard® 125A / 250A | 1 | 168.36 |  |  | 07 | 48 | x |  | 4021267015947 | 114 | 57 | 276 | 43.9 | 143.0 | 0.610 | 0.108 | 0.135 |  | 0.000 | 85369010 | 004 Deutschland | Yes | 27141146 | 27141146 | EC000001 | EC000001 | EC000001 | EC000001 | EC000001 | https://pim.woehner.de/en/produkte/01594000A.html
01595000A | 01595 | connection module |  | connection top or bottom |  | CrossBoard 250 A 300 - 1100 mm | x | connection module, 150 mm², for rear feeding of the CrossBoard, 3-pole, connection top or bottom, for CrossBoard 250 A 300 - 1100 mm | CrossBoard® 125A / 250A | 1 | 101.24 |  |  | 07 | 48 | x |  | 4021267015954 | 114 | 57 | 222 | 13.7 | 96.4 | 0.357 | 0.054 | 0.135 |  | 0.000 | 85369010 | 004 Deutschland | Yes | 27141146 | 27141146 | EC000001 | EC000001 | EC000001 | EC000001 | EC000001 | https://pim.woehner.de/en/produkte/01595000A.html
01596000 | 01596 | cover cap, 3-pole |  |  | 12, 15, 20, 25, 30 x 5, 10 and section busbars |  |  | cover cap, 3-pole, 228 mm wide, 228 x 200 x 90 | 60Classic | 1 | 43.86 |  |  | 07 | 36 |  |  | 4021267015961 | 228 | 90 | 200 | 0.0 | 37.3 | 0.000 | 0.000 | 0.000 | 0.000 | 0.000 | 85472000 | 004 Deutschland | No | 27370390 | 27370390 | EC002498 | EC002848 | EC002848 | EC002848 | EC002848 | https://pim.woehner.de/en/produkte/01596000.html
01597000 | 01597 | cover cap, 4-pole |  |  | 12, 15, 20, 25, 30 x 5, 10 and section busbars |  |  | cover cap, 4-pole, 228 mm wide, 228 x 260 x 90 | 60Classic | 1 | 53.85 |  |  | 07 | 36 |  |  | 4021267015978 | 228 | 90 | 260 | 0.0 | 45.0 | 0.000 | 0.000 | 0.000 | 0.000 | 0.000 | 85472000 | 004 Deutschland | No | 27370390 | 27370390 | EC002498 | EC002848 | EC002848 | EC002848 | EC002848 | https://pim.woehner.de/en/produkte/01597000.html
01599000 | 01599 | front cover section, for 4-pole systems | [5 empty] | front cover section, for 4-pole systems, front mounted, 1.10 m long, for holder 01137, 3 x 250 x 1100 | 60Classic | 1 | 55.90 |  |  | 07 | 36 |  |  | 4021267015992 | 1100 | 3 | 251 | 0.0 | 58.0 | 0.000 | 0.000 | 0.000 | 0.000 | 0.000 | 85472000 | 004 Deutschland | Yes | 27370390 | 27370390 | EC002498 | EC002848 | EC002848 | EC002848 | EC002848 | https://pim.woehner.de/en/produkte/01599000.html
01601000 | 01601 | PE/N-support |  |  | 12, 20, 30 x 5, 10 |  |  | PE/N-support, 1-pole, indiv. mountable | 60Classic | 1 | 8.62 |  |  | 06 | 03 |  |  | 4021267016012 | 20 | 50 | 65 | 0.0 | 5.9 | 0.000 | 0.000 | 0.000 |  | 0.000 | 85469010 | 004 Deutschland | Yes | 27400607 | 27400607 | EC001166 | EC001166 | EC001166 | EC001166 | EC001166 | https://pim.woehner.de/en/produkte/01601000.html
01602000 | 01602 | universal busbar support |  |  | 12, 20, 30 x 5, 10 |  |  | universal busbar support, 2-pole with internal screw holes | 60Classic | 1 | 12.78 |  |  | 06 | 06 |  |  | 4021267016029 | 13 | 45 | 136 | 0.0 | 8.3 | 0.000 | 0.000 | 0.000 |  | 0.000 | 85469010 | 004 Deutschland | Yes | 27400607 | 27400607 | EC001166 | EC001166 | EC001166 | EC001166 | EC001166 | https://pim.woehner.de/en/produkte/01602000.html
01603000 | 01603 | universal busbar support |  |  | 12, 20, 30 x 5, 10 |  |  | universal busbar support, 3-pole with internal screw holes | 60Classic | 10 | 13.41 |  |  | 06 | 09 |  |  | 4021267016036 | 15 | 45 | 179 | 0.0 | 10.0 | 0.000 | 0.000 | 0.000 |  | 0.000 | 85469010 | 004 Deutschland | Yes | 27400607 | 27400607 | EC001166 | EC001166 | EC001166 | EC001166 | EC001166 | https://pim.woehner.de/en/produkte/01603000.html
01604000A | 01604 | touch protection cover IP20 | [5 empty] | touch protection cover IP20, for connection module 01593 | CrossBoard® 125A / 250A, CrossBoard® 800 A | 4 | 6.82 |  |  | 07 | 39 |  |  | 4021267016043 | 41 | 2 | 15 | 0.0 | 0.1 | 0.000 | 0.000 | 0.000 | 0.000 | 0.000 | 85472000 | 004 Deutschland | Yes | 27370390 | 27370390 | EC002498 | EC002848 | EC002848 | EC002848 | EC002848 | https://pim.woehner.de/en/produkte/01604000A.html
01605000A | 01605 | fastening module |  | no electrical connection |  | CrossBoard 250 A |  | fastening module, at rear feeding, no electrical connection, for CrossBoard 250 A | CrossBoard® 125A / 250A | 1 | 37.96 |  |  | 07 | 39 | x |  | 4021267016050 | 95 | 57 | 169 | 0.0 | 27.0 | 0.000 | 0.000 | 0.000 |  | 0.000 | 85469010 | 004 Deutschland | Yes | 27370390 | 27370390 | EC002498 | EC002498 | EC002498 | EC002498 | EC002498 | https://pim.woehner.de/en/produkte/01605000A.html
01608000 | 01608 | double-T section busbar 720 mm² | [5 empty] | double-T section busbar 720 mm², material: copper Cu-ETP (No. CW004A) acc. to EN 13601 (99.9% copper), strength class R300 (300 N/mm²), length 2.40 m, tinned | 60Classic, centre feed unit | 1 | 469.45 |  |  | 06 | 91 |  |  | 4021267016081 | 2400 | 40 | 30 | 182.0 | 1554.0 | 15.540 | 0.000 | 0.000 | 0.000 | 0.000 | 74071000 | 102 Belgien | Yes | 27370303 | 27370303 | EC001522 | EC001522 | EC001522 | EC001522 | EC001522 | https://pim.woehner.de/en/produkte/01608000.html
01609000 | 01609 | double-T section busbar 500 mm² | [5 empty] | double-T section busbar 500 mm², material: copper Cu-ETP (No. CW004A) acc. to EN 13601 (99.9% copper), strength class R300 (300 N/mm²), length 2.40 m, tinned | 60Classic, centre feed unit | 1 | 300.94 |  |  | 06 | 90 |  |  | 4021267016098 | 2400 | 40 | 30 | 160.0 | 1062.0 | 10.620 | 0.000 | 0.000 | 0.000 | 0.000 | 74071000 | 102 Belgien | Yes | 27370303 | 27370303 | EC001522 | EC001522 | EC001522 | EC001522 | EC001522 | https://pim.woehner.de/en/produkte/01609000.html
01610000 | 01610 | TCC section busbar 1600 mm² | [5 empty] | TCC section busbar 1600 mm², material: copper Cu-ETP (No. CW004A) acc. to EN 13601 (99.9% copper), strength class R300 (300 N/mm²), length 2.40 m, tinned | 60Classic, centre feed unit | 1 | 1045.42 |  |  | 06 | 92 |  |  | 4021267016104 | 2400 | 90 | 30 | 251.0 | 3416.0 | 34.160 | 0.000 | 0.000 | 0.000 | 0.000 | 74071000 | 102 Belgien | Yes | 27370303 | 27370303 | EC001522 | EC001522 | EC001522 | EC001522 | EC001522 | https://pim.woehner.de/en/produkte/01610000.html
01611000 | 01611 | flexible copper busbar, plain, insulated | [5 empty] | flexible copper busbar, plain, insulated, 5x 24 x 1, 470 A, length 2 m |  | 1 | 117.74 |  |  | 06 | 81 |  |  | 4021267016111 | 28 | 2000 | 9 | 86.0 | 225.0 | 2.250 | 0.000 | 0.000 | 0.000 | 0.000 | 85446010 | 001 Frankreich | Yes | 27370303 | 27370303 | EC001522 | EC001522 | EC001522 | EC001522 | EC001522 | https://pim.woehner.de/en/produkte/01611000.html
01612000 | 01612 | flexible copper busbar, plain, insulated | [5 empty] | flexible copper busbar, plain, insulated, 5x 32 x 1, 617 A, length 2 m |  | 1 | 181.55 |  |  | 06 | 81 |  |  | 4021267016128 | 36 | 2000 | 9 | 100.2 | 299.0 | 2.990 | 0.000 | 0.000 | 0.000 | 0.000 | 85446010 | 001 Frankreich | Yes | 27370303 | 27370303 | EC001522 | EC001522 | EC001522 | EC001522 | EC001522 | https://pim.woehner.de/en/produkte/01612000.html
01613000 | 01613 | flexible copper busbar, plain, insulated | [5 empty] | flexible copper busbar, plain, insulated, 10x 32 x 1, 894 A, length 2 m |  | 1 | 323.45 |  |  | 06 | 81 |  |  | 4021267016135 | 36 | 2000 | 14 | 105.2 | 598.0 | 5.980 | 0.000 | 0.000 | 0.000 | 0.000 | 85446010 | 001 Frankreich | Yes | 27370303 | 27370303 | EC001522 | EC001522 | EC001522 | EC001522 | EC001522 | https://pim.woehner.de/en/produkte/01613000.html
01614000 | 01614 | flexible copper busbar, plain, insulated | [5 empty] | flexible copper busbar, plain, insulated, 5x 40 x 1, 736 A, length 2 m |  | 1 | 240.37 |  |  | 06 | 81 |  |  | 4021267016142 | 44 | 2000 | 9 | 114.1 | 373.0 | 3.730 | 0.000 | 0.000 | 0.000 | 0.000 | 85446010 | 001 Frankreich | Yes | 27370303 | 27370303 | EC001522 | EC001522 | EC001522 | EC001522 | EC001522 | https://pim.woehner.de/en/produkte/01614000.html
01615000 | 01615 | flexible copper busbar, plain, insulated | [5 empty] | flexible copper busbar, plain, insulated, 10x 40 x 1, 1053 A, length 2 m |  | 1 | 372.93 |  |  | 06 | 81 |  |  | 4021267016159 | 44 | 2000 | 14 | 116.8 | 746.0 | 7.460 | 0.000 | 0.000 | 0.000 | 0.000 | 85446010 | 001 Frankreich | Yes | 27370303 | 27370303 | EC001522 | EC001522 | EC001522 | EC001522 | EC001522 | https://pim.woehner.de/en/produkte/01615000.html
01616000 | 01616 | flat terminal | [5 empty] | flat terminal, connection of busbar 40 wide with lam. Cu 32 wide | 60Classic | 6 | 24.84 |  |  | 07 | 34 |  |  | 4021267016166 | 50 | 25 | 60 | 0.0 | 27.6 | 0.000 | 0.000 | 0.000 |  | 0.000 | 85369010 | 004 Deutschland | Yes | 27400606 | 27400606 | EC000713 | EC000713 | EC000713 | EC000713 | EC000713 | https://pim.woehner.de/en/produkte/01616000.html
01617000 | 01617 | flat terminal | [5 empty] | flat terminal, connection of width 63 and 50 | 60Classic | 3 | 55.89 |  |  | 07 | 34 |  |  | 4021267016173 | 70 | 25 | 82 | 0.0 | 51.5 | 0.000 | 0.000 | 0.000 |  | 0.000 | 85369010 | 004 Deutschland | Yes | 27400606 | 27400606 | EC000713 | EC000713 | EC000713 | EC000713 | EC000713 | https://pim.woehner.de/en/produkte/01617000.html
01618000 | 01618 | busbar 12 x 5 | [5 empty] | busbar 12 x 5, material: copper Cu-ETP (No. CW004A) acc. to EN 13601 (99.9% copper), strength class R300 (300 N/mm²), length 2.40 m, tinned | 60Classic, 30Compact 3P, 30Compact 5P | 1 | 52.47 |  |  | 06 | 82 |  |  | 4021267016180 | 2400 | 5 | 12 | 32.0 | 128.4 | 1.284 | 0.000 | 0.000 | 0.000 | 0.000 | 74071000 | 102 Belgien | Yes | 27370303 | 27370303 | EC001522 | EC001522 | EC001522 | EC001522 | EC001522 | https://pim.woehner.de/en/produkte/01618000.html
01619000 | 01619 | busbar 15 x 5 | [5 empty] | busbar 15 x 5, material: copper Cu-ETP (No. CW004A) acc. to EN 13601 (99.9% copper), strength class R300 (300 N/mm²), length 2.40 m, tinned | 60Classic | 1 | 67.02 |  |  | 06 | 82 |  |  | 4021267016197 | 2400 | 5 | 15 | 40.0 | 160.6 | 1.606 | 0.000 | 0.000 | 0.000 | 0.000 | 74071000 | 102 Belgien | Yes | 27370303 | 27370303 | EC001522 | EC001522 | EC001522 | EC001522 | EC001522 | https://pim.woehner.de/en/produkte/01619000.html
01620000 | 01620 | busbar 20 x 5 | [5 empty] | busbar 20 x 5, material: copper Cu-ETP (No. CW004A) acc. to EN 13601 (99.9% copper), strength class R300 (300 N/mm²), length 2.40 m, tinned | 60Classic | 1 | 82.15 |  |  | 06 | 82 |  |  | 4021267016203 | 2400 | 5 | 20 | 48.0 | 214.4 | 2.144 | 0.000 | 0.000 | 0.000 | 0.000 | 74071000 | 102 Belgien | Yes | 27370303 | 27370303 | EC001522 | EC001522 | EC001522 | EC001522 | EC001522 | https://pim.woehner.de/en/produkte/01620000.html
01621000 | 01621 | busbar 25 x 5 | [5 empty] | busbar 25 x 5, material: copper Cu-ETP (No. CW004A) acc. to EN 13601 (99.9% copper), strength class R300 (300 N/mm²), length 2.40 m, tinned | 60Classic | 1 | 105.28 |  |  | 06 | 82 |  |  | 4021267016210 | 2400 | 5 | 25 | 61.0 | 267.8 | 2.678 | 0.000 | 0.000 | 0.000 | 0.000 | 74071000 | 102 Belgien | Yes | 27370303 | 27370303 | EC001522 | EC001522 | EC001522 | EC001522 | EC001522 | https://pim.woehner.de/en/produkte/01621000.html
01622000 | 01622 | busbar 30 x 5 | [5 empty] | busbar 30 x 5, material: copper Cu-ETP (No. CW004A) acc. to EN 13601 (99.9% copper), strength class R300 (300 N/mm²), length 2.40 m, tinned | 60Classic | 1 | 120.73 |  |  | 06 | 82 |  |  | 4021267016227 | 2400 | 5 | 30 | 64.0 | 321.4 | 3.214 | 0.000 | 0.000 | 0.000 | 0.000 | 74071000 | 102 Belgien | Yes | 27370303 | 27370303 | EC001522 | EC001522 | EC001522 | EC001522 | EC001522 | https://pim.woehner.de/en/produkte/01622000.html
01623000 | 01623 | busbar 12 x 10 | [5 empty] | busbar 12 x 10, material: copper Cu-ETP (No. CW004A) acc. to EN 13601 (99.9% copper), strength class R300 (300 N/mm²), length 2.40 m, tinned | 60Classic, 30Compact 3P | 1 | 100.40 |  |  | 06 | 83 |  |  | 4021267016234 | 2400 | 10 | 12 | 51.0 | 257.0 | 2.570 | 0.000 | 0.000 | 0.000 | 0.000 | 74071000 | 102 Belgien | Yes | 27370303 | 27370303 | EC001522 | EC001522 | EC001522 | EC001522 | EC001522 | https://pim.woehner.de/en/produkte/01623000.html
01624000 | 01624 | busbar 20 x 10 | [5 empty] | busbar 20 x 10, material: copper Cu-ETP (No. CW004A) acc. to EN 13601 (99.9% copper), strength class R300 (300 N/mm²), length 2.40 m, tinned | 60Classic | 1 | 146.04 |  |  | 06 | 83 |  |  | 4021267016241 | 2400 | 10 | 20 | 64.0 | 428.6 | 4.286 | 0.000 | 0.000 | 0.000 | 0.000 | 74071000 | 102 Belgien | Yes | 27370303 | 27370303 | EC001522 | EC001522 | EC001522 | EC001522 | EC001522 | https://pim.woehner.de/en/produkte/01624000.html
01625000 | 01625 | busbar 30 x 10 | [5 empty] | busbar 30 x 10, material: copper Cu-ETP (No. CW004A) acc. to EN 13601 (99.9% copper), strength class R300 (300 N/mm²), length 2.40 m, tinned | 60Classic, 185Power, centre feed unit, 100Energy | 1 | 219.00 |  |  | 06 | 83 |  |  | 4021267016258 | 2400 | 10 | 30 | 63.0 | 643.2 | 6.432 | 0.000 | 0.000 | 0.000 | 0.000 | 74071000 | 102 Belgien | Yes | 27370303 | 27370303 | EC001522 | EC001522 | EC001522 | EC001522 | EC001522 | https://pim.woehner.de/en/produkte/01625000.html
01626000 | 01626 | busbar 40 x 10 | [5 empty] | busbar 40 x 10, material: copper Cu-ETP (No. CW004A) acc. to EN 13601 (99.9% copper), strength class R300 (300 N/mm²), length 2.40 m, tinned | 185Power, 100Energy | 1 | 293.35 |  |  | 06 | 84 |  |  | 4021267016265 | 2400 | 10 | 40 | 86.0 | 856.8 | 8.568 | 0.000 | 0.000 | 0.000 | 0.000 | 74071000 | 102 Belgien | Yes | 27370303 | 27370303 | EC001522 | EC001522 | EC001522 | EC001522 | EC001522 | https://pim.woehner.de/en/produkte/01626000.html
01627000 | 01627 | busbar 50 x 10 | [5 empty] | busbar 50 x 10, material: copper Cu-ETP (No. CW004A) acc. to EN 13601 (99.9% copper), strength class R300 (300 N/mm²), length 2.40 m, tinned | 100Energy | 1 | 368.80 |  |  | 06 | 84 |  |  | 4021267016272 | 2400 | 10 | 50 | 86.0 | 1072.8 | 10.730 | 0.000 | 0.000 | 0.000 | 0.000 | 74071000 | 102 Belgien | Yes | 27370303 | 27370303 | EC001522 | EC001522 | EC001522 | EC001522 | EC001522 | https://pim.woehner.de/en/produkte/01627000.html
01628000 | 01628 | busbar 60 x 10 | [5 empty] | busbar 60 x 10, material: copper Cu-ETP (No. CW004A) acc. to EN 13601 (99.9% copper), strength class R300 (300 N/mm²), length 2.40 m, tinned | 185Power, 100Energy | 1 | 466.14 |  |  | 06 | 84 |  |  | 4021267016289 | 2400 | 10 | 60 | 123.0 | 1294.0 | 12.940 | 0.000 | 0.000 | 0.000 | 0.000 | 74071000 | 102 Belgien | Yes | 27370303 | 27370303 | EC001522 | EC001522 | EC001522 | EC001522 | EC001522 | https://pim.woehner.de/en/produkte/01628000.html
01647000 | 01647 | D0-fuse base, busbar mounted, 27mm |  |  | 12, 15, 20, 25, 30 x 5, 10 and section busbars |  |  | D0-fuse base, busbar mounted, 27mm, E 18 / 3P, sonstiges | 60Classic | 10 | 15.28 |  |  | 01 | 03 |  |  | 4021267016470 | 27 | 43 | 200 | 5.9 | 14.7 | 0.000 | 0.025 | 0.000 |  | 0.000 | 85361050 | 004 Deutschland | Yes | 27142120 | 27142120 | EC001644 | EC001644 | EC001644 | EC001644 | EC001644 | https://pim.woehner.de/en/produkte/01647000.html
01654000A | 01654 | touch protection cover IP20 |  |  |  | 01594, 01595 |  | touch protection cover IP20, for round conductors, for 01594, 01595 | CrossBoard® 125A / 250A, CrossBoard® 800 A | 10 | 3.67 |  |  | 07 | 39 | x |  | 4021267016548 | 108 | 43 | 2 | 0.0 | 0.1 | 0.000 | 0.000 | 0.000 | 0.000 | 0.000 | 85472000 | 004 Deutschland | Yes | 27370390 | 27370390 | EC002498 | EC002848 | EC002848 | EC002848 | EC002848 | https://pim.woehner.de/en/produkte/01654000A.html
01655000A | 01655 | touch protection cover IP20 |  |  |  | 01594, 01595 |  | touch protection cover IP20, for flat conductors, for 01594, 01595 | CrossBoard® 125A / 250A, CrossBoard® 800 A | 10 | 3.67 |  |  | 07 | 39 | x |  | 4021267016555 | 108 | 30 | 2 | 0.0 | 0.1 | 0.000 | 0.000 | 0.000 | 0.000 | 0.000 | 85472000 | 004 Deutschland | Yes | 27370390 | 27370390 | EC002498 | EC002848 | EC002848 | EC002848 | EC002848 | https://pim.woehner.de/en/produkte/01655000A.html
01670000 | 01670 | D-fuse link 2 A | [5 empty] | D-fuse link 2 A, 500 V, gG, E 27 |  | 5 | 1.24 |  |  | 22 | 02 |  |  | 4021267016708 |  |  |  | 3.3 | 2.7 | 0.000 | 0.000 | 0.000 | 0.000 | 0.000 | 85361010 | 064 Ungarn | Yes | 27142004 | 27142004 | EC000099 | EC000099 | EC000099 | EC000099 | EC000099 | https://pim.woehner.de/en/produkte/01670000.html
01671000 | 01671 | D-fuse link 4 A | [5 empty] | D-fuse link 4 A, 500 V, gG, E 27 |  | 5 | 1.24 |  |  | 22 | 02 |  |  | 4021267016715 |  |  |  | 2.3 | 2.8 | 0.000 | 0.000 | 0.000 | 0.000 | 0.000 | 85361010 | 064 Ungarn | Yes | 27142004 | 27142004 | EC000099 | EC000099 | EC000099 | EC000099 | EC000099 | https://pim.woehner.de/en/produkte/01671000.html
01672000 | 01672 | D-fuse link 6 A | [5 empty] | D-fuse link 6 A, 500 V, gG, E 27 |  | 5 | 1.24 |  |  | 22 | 02 |  |  | 4021267016722 |  |  |  | 2.3 | 2.8 | 0.000 | 0.000 | 0.000 | 0.000 | 0.000 | 85361010 | 064 Ungarn | Yes | 27142004 | 27142004 | EC000099 | EC000099 | EC000099 | EC000099 | EC000099 | https://pim.woehner.de/en/produkte/01672000.html
01673000 | 01673 | D-fuse link 10 A | [5 empty] | D-fuse link 10 A, 500 V, gG, E 27 |  | 5 | 1.24 |  |  | 22 | 02 |  |  | 4021267016739 |  |  |  | 2.6 | 2.8 | 0.000 | 0.000 | 0.000 | 0.000 | 0.000 | 85361010 | 064 Ungarn | Yes | 27142004 | 27142004 | EC000099 | EC000099 | EC000099 | EC000099 | EC000099 | https://pim.woehner.de/en/produkte/01673000.html
01674000 | 01674 | D-fuse link 16 A | [5 empty] | D-fuse link 16 A, 500 V, gG, E 27 |  | 5 | 1.24 |  |  | 22 | 02 |  |  | 4021267016746 |  |  |  | 2.8 | 2.9 | 0.000 | 0.000 | 0.000 | 0.000 | 0.000 | 85361050 | 064 Ungarn | Yes | 27142004 | 27142004 | EC000099 | EC000099 | EC000099 | EC000099 | EC000099 | https://pim.woehner.de/en/produkte/01674000.html
01675000 | 01675 | D-fuse link 20 A | [5 empty] | D-fuse link 20 A, 500 V, gG, E 27 |  | 5 | 1.24 |  |  | 22 | 02 |  |  | 4021267016753 |  |  |  | 3.3 | 3.1 | 0.000 | 0.000 | 0.000 | 0.000 | 0.000 | 85361050 | 064 Ungarn | Yes | 27142004 | 27142004 | EC000099 | EC000099 | EC000099 | EC000099 | EC000099 | https://pim.woehner.de/en/produkte/01675000.html
01676000 | 01676 | D-fuse link 25 A | [5 empty] | D-fuse link 25 A, 500 V, gG, E 27 |  | 5 | 1.24 |  |  | 22 | 02 |  |  | 4021267016760 |  |  |  | 3.9 | 3.2 | 0.000 | 0.000 | 0.000 | 0.000 | 0.000 | 85361050 | 064 Ungarn | Yes | 27142004 | 27142004 | EC000099 | EC000099 | EC000099 | EC000099 | EC000099 | https://pim.woehner.de/en/produkte/01676000.html
01677000 | 01677 | D-fuse link 35 A | [5 empty] | D-fuse link 35 A, 500 V, gG, E 33 |  | 5 | 1.66 |  |  | 22 | 02 |  |  | 4021267016777 |  |  |  | 5.2 | 4.8 | 0.000 | 0.000 | 0.000 | 0.000 | 0.000 | 85361050 | 064 Ungarn | Yes | 27142004 | 27142004 | EC000099 | EC000099 | EC000099 | EC000099 | EC000099 | https://pim.woehner.de/en/produkte/01677000.html
01678000 | 01678 | D-fuse link 50 A | [5 empty] | D-fuse link 50 A, 500 V, gG, E 33 |  | 5 | 1.66 |  |  | 22 | 02 |  |  | 4021267016784 |  |  |  | 6.5 | 5.0 | 0.000 | 0.000 | 0.000 | 0.000 | 0.000 | 85361050 | 064 Ungarn | Yes | 27142004 | 27142004 | EC000099 | EC000099 | EC000099 | EC000099 | EC000099 | https://pim.woehner.de/en/produkte/01678000.html
01679000 | 01679 | D-fuse link 63 A | [5 empty] | D-fuse link 63 A, 500 V, gG, E 33 |  | 5 | 1.66 |  |  | 22 | 02 |  |  | 4021267016791 |  |  |  | 7.1 | 5.2 | 0.000 | 0.000 | 0.000 | 0.000 | 0.000 | 85361050 | 064 Ungarn | Yes | 27142004 | 27142004 | EC000099 | EC000099 | EC000099 | EC000099 | EC000099 | https://pim.woehner.de/en/produkte/01679000.html
01685000 | 01685 | D01 fuse link 2 A | [5 empty] | D01 fuse link 2 A, 400 V, gG, E 14 |  | 10 | 1.20 |  |  | 22 | 01 |  |  | 4021267016852 |  |  |  | 2.5 | 0.6 | 0.000 | 0.000 | 0.000 | 0.000 | 0.000 | 85361010 | 064 Ungarn | Yes | 27142119 | 27142119 | EC001642 | EC001642 | EC001642 | EC001642 | EC001642 | https://pim.woehner.de/en/produkte/01685000.html
01686000 | 01686 | D01 fuse link 4 A | [5 empty] | D01 fuse link 4 A, 400 V, gG, E 14 |  | 10 | 1.20 |  |  | 22 | 01 |  |  | 4021267016869 |  |  |  | 1.8 | 0.6 | 0.000 | 0.000 | 0.000 | 0.000 | 0.000 | 85361010 | 064 Ungarn | Yes | 27142119 | 27142119 | EC001642 | EC001642 | EC001642 | EC001642 | EC001642 | https://pim.woehner.de/en/produkte/01686000.html
01687000 | 01687 | D01 fuse link 6 A | [5 empty] | D01 fuse link 6 A, 400 V, gG, E 14 |  | 10 | 1.20 |  |  | 22 | 01 |  |  | 4021267016876 |  |  |  | 1.8 | 0.6 | 0.000 | 0.000 | 0.000 | 0.000 | 0.000 | 85361010 | 064 Ungarn | Yes | 27142119 | 27142119 | EC001642 | EC001642 | EC001642 | EC001642 | EC001642 | https://pim.woehner.de/en/produkte/01687000.html
01688000 | 01688 | D01 fuse link 10 A | [5 empty] | D01 fuse link 10 A, 400 V, gG, E 14 |  | 10 | 1.20 |  |  | 22 | 01 |  |  | 4021267016883 |  |  |  | 2.0 | 0.6 | 0.000 | 0.000 | 0.000 | 0.000 | 0.000 | 85361010 | 064 Ungarn | Yes | 27142119 | 27142119 | EC001642 | EC001642 | EC001642 | EC001642 | EC001642 | https://pim.woehner.de/en/produkte/01688000.html
01689000 | 01689 | D01 fuse link 16 A | [5 empty] | D01 fuse link 16 A, 400 V, gG, E 14 |  | 10 | 1.20 |  |  | 22 | 01 |  |  | 4021267016890 |  |  |  | 2.2 | 0.7 | 0.000 | 0.000 | 0.000 | 0.000 | 0.000 | 85361050 | 064 Ungarn | Yes | 27142119 | 27142119 | EC001642 | EC001642 | EC001642 | EC001642 | EC001642 | https://pim.woehner.de/en/produkte/01689000.html
01690000 | 01690 | D02 fuse link 20 A | [5 empty] | D02 fuse link 20 A, 400 V, gG, E 18, with silver plated contacts |  | 10 | 1.33 |  |  | 22 | 01 |  |  | 4021267016906 |  |  |  | 2.5 | 1.2 | 0.000 | 0.000 | 0.000 | 0.000 | 0.000 | 85361050 | 064 Ungarn | Yes | 27142119 | 27142119 | EC001642 | EC001642 | EC001642 | EC001642 | EC001642 | https://pim.woehner.de/en/produkte/01690000.html
01691000 | 01691 | D02 fuse link 25 A | [5 empty] | D02 fuse link 25 A, 400 V, gG, E 18, with silver plated contacts |  | 10 | 1.33 |  |  | 22 | 01 |  |  | 4021267016913 |  |  |  | 3.0 | 1.3 | 0.000 | 0.000 | 0.000 | 0.000 | 0.000 | 85361050 | 064 Ungarn | Yes | 27142119 | 27142119 | EC001642 | EC001642 | EC001642 | EC001642 | EC001642 | https://pim.woehner.de/en/produkte/01691000.html
01692000 | 01692 | D02 fuse link 35 A | [5 empty] | D02 fuse link 35 A, 400 V, gG, E 18, with silver plated contacts |  | 10 | 1.41 |  |  | 22 | 01 |  |  | 4021267016920 |  |  |  | 4.0 | 1.3 | 0.000 | 0.000 | 0.000 | 0.000 | 0.000 | 85361050 | 064 Ungarn | Yes | 27142119 | 27142119 | EC001642 | EC001642 | EC001642 | EC001642 | EC001642 | https://pim.woehner.de/en/produkte/01692000.html
01693000 | 01693 | D02 fuse link 50 A | [5 empty] | D02 fuse link 50 A, 400 V, gG, E 18, with silver plated contacts |  | 10 | 1.46 |  |  | 22 | 01 |  |  | 4021267016937 |  |  |  | 5.0 | 1.5 | 0.000 | 0.000 | 0.000 | 0.000 | 0.000 | 85361050 | 064 Ungarn | Yes | 27142119 | 27142119 | EC001642 | EC001642 | EC001642 | EC001642 | EC001642 | https://pim.woehner.de/en/produkte/01693000.html
01694000 | 01694 | D02 fuse link 63 A | [5 empty] | D02 fuse link 63 A, 400 V, gG, E 18, with silver plated contacts |  | 10 | 1.41 |  |  | 22 | 01 |  |  | 4021267016944 |  |  |  | 5.5 | 1.5 | 0.000 | 0.000 | 0.000 | 0.000 | 0.000 | 85361050 | 064 Ungarn | Yes | 27142119 | 27142119 | EC001642 | EC001642 | EC001642 | EC001642 | EC001642 | https://pim.woehner.de/en/produkte/01694000.html
01697000A | 01697 | D02 fuse link 32 A | [5 empty] | D02 fuse link 32 A, 400 V, gG, E 18, with silver plated contacts |  | 10 | 1.41 |  |  | 22 | 01 |  |  | 4021267016975 |  |  |  |  | 1.3 | 0.000 | 0.000 | 0.000 | 0.000 | 0.000 | 85361050 | 064 Ungarn | Yes | 27142119 | 27142119 | EC001642 | EC001642 | EC001642 | EC001642 | EC001642 | https://pim.woehner.de/en/produkte/01697000A.html
01698000A | 01698 | D02 fuse link 40 A | [5 empty] | D02 fuse link 40 A, 400 V, gG, E 18, with silver plated contacts |  | 10 | 1.41 |  |  | 22 | 01 |  |  | 4021267016982 |  |  |  | 2.9 | 1.3 | 0.000 | 0.000 | 0.000 | 0.000 | 0.000 | 85361050 | 064 Ungarn | Yes | 27142119 | 27142119 | EC001642 | EC001642 | EC001642 | EC001642 | EC001642 | https://pim.woehner.de/en/produkte/01698000A.html
01701000 | 01701 | screw-in gauge ring 4 A | [5 empty] | screw-in gauge ring 4 A, brown, E 27 / E 33 |  | 25 | 0.82 |  |  | 22 | 04 |  |  | 4021267017019 |  |  |  | 0.0 | 1.2 | 0.000 | 0.000 | 0.000 | 0.000 | 0.000 | 85361010 | 098 Serbien | Yes | 27142113 | 27142113 | EC000085 | EC000085 | EC000085 | EC000085 | EC000085 | https://pim.woehner.de/en/produkte/01701000.html
01702000 | 01702 | screw-in gauge ring 6 A | [5 empty] | screw-in gauge ring 6 A, green, E 27 / E 33 |  | 25 | 0.82 |  |  | 22 | 04 |  |  | 4021267017026 |  |  |  | 0.0 | 1.2 | 0.000 | 0.000 | 0.000 | 0.000 | 0.000 | 85361010 | 098 Serbien | Yes | 27142113 | 27142113 | EC000085 | EC000085 | EC000085 | EC000085 | EC000085 | https://pim.woehner.de/en/produkte/01702000.html
01703000 | 01703 | screw-in gauge ring 10 A | [5 empty] | screw-in gauge ring 10 A, red, E 27 / E 33 |  | 25 | 0.83 |  |  | 22 | 04 |  |  | 4021267017033 |  |  |  | 0.0 | 1.2 | 0.000 | 0.000 | 0.000 | 0.000 | 0.000 | 85361010 | 098 Serbien | Yes | 27142113 | 27142113 | EC000085 | EC000085 | EC000085 | EC000085 | EC000085 | https://pim.woehner.de/en/produkte/01703000.html
01704000 | 01704 | screw-in gauge ring 16 A | [5 empty] | screw-in gauge ring 16 A, grey, E 27 / E 33 |  | 25 | 0.83 |  |  | 22 | 04 |  |  | 4021267017040 |  |  |  | 0.0 | 1.2 | 0.000 | 0.000 | 0.000 | 0.000 | 0.000 | 85361050 | 098 Serbien | Yes | 27142113 | 27142113 | EC000085 | EC000085 | EC000085 | EC000085 | EC000085 | https://pim.woehner.de/en/produkte/01704000.html
01705000 | 01705 | screw-in gauge ring 20 A | [5 empty] | screw-in gauge ring 20 A, blue, E 27 / E 33 |  | 25 | 0.84 |  |  | 22 | 04 |  |  | 4021267017057 |  |  |  | 0.0 | 1.2 | 0.000 | 0.000 | 0.000 | 0.000 | 0.000 | 85361050 | 098 Serbien | Yes | 27142113 | 27142113 | EC000085 | EC000085 | EC000085 | EC000085 | EC000085 | https://pim.woehner.de/en/produkte/01705000.html
01706000 | 01706 | screw-in gauge ring 25 A | [5 empty] | screw-in gauge ring 25 A, yellow, E 27 / E 33 |  | 25 | 0.84 |  |  | 22 | 04 |  |  | 4021267017064 |  |  |  | 0.0 | 1.2 | 0.000 | 0.000 | 0.000 | 0.000 | 0.000 | 85361050 | 098 Serbien | Yes | 27142113 | 27142113 | EC000085 | EC000085 | EC000085 | EC000085 | EC000085 | https://pim.woehner.de/en/produkte/01706000.html
01707000 | 01707 | screw-in gauge ring 35 A | [5 empty] | screw-in gauge ring 35 A, black, E 33 |  | 25 | 1.39 |  |  | 22 | 04 |  |  | 4021267017071 |  |  |  | 0.0 | 2.0 | 0.000 | 0.000 | 0.000 | 0.000 | 0.000 | 85361050 | 098 Serbien | Yes | 27142113 | 27142113 | EC000085 | EC000085 | EC000085 | EC000085 | EC000085 | https://pim.woehner.de/en/produkte/01707000.html
01708000 | 01708 | screw-in gauge ring 50 A | [5 empty] | screw-in gauge ring 50 A, white, E 33 |  | 25 | 1.39 |  |  | 22 | 04 |  |  | 4021267017088 |  |  |  | 0.0 | 2.0 | 0.000 | 0.000 | 0.000 | 0.000 | 0.000 | 85361050 | 098 Serbien | Yes | 27142113 | 27142113 | EC000085 | EC000085 | EC000085 | EC000085 | EC000085 | https://pim.woehner.de/en/produkte/01708000.html
01709000 | 01709 | screw-in gauge ring 63 A | [5 empty] | screw-in gauge ring 63 A, copper, E 33 |  | 25 | 1.39 |  |  | 22 | 04 |  |  | 4021267017095 |  |  |  | 0.0 | 2.0 | 0.000 | 0.000 | 0.000 | 0.000 | 0.000 | 85361050 | 098 Serbien | Yes | 27142113 | 27142113 | EC000085 | EC000085 | EC000085 | EC000085 | EC000085 | https://pim.woehner.de/en/produkte/01709000.html
01715000 | 01715 | D01 gauge ring 2 A | [5 empty] | D01 gauge ring 2 A, pink, E 14 |  | 50 | 0.63 |  |  | 22 | 03 |  |  | 4021267017156 |  |  |  | 0.0 | 0.1 | 0.000 | 0.000 | 0.000 |  |  | 85361010 | 004 Deutschland | Yes | 27142111 | 27142111 | EC000278 | EC000278 | EC000278 | EC000278 | EC000278 | https://pim.woehner.de/en/produkte/01715000.html
01716000 | 01716 | D01 gauge ring 4 A | [5 empty] | D01 gauge ring 4 A, brown, E 14 |  | 50 | 0.63 |  |  | 22 | 03 |  |  | 4021267017163 |  |  |  | 0.0 | 0.1 | 0.000 | 0.000 | 0.000 |  |  | 85361010 | 004 Deutschland | Yes | 27142111 | 27142111 | EC000278 | EC000278 | EC000278 | EC000278 | EC000278 | https://pim.woehner.de/en/produkte/01716000.html
01717000 | 01717 | D01 gauge ring 6 A | [5 empty] | D01 gauge ring 6 A, green, E 14 |  | 50 | 0.63 |  |  | 22 | 03 |  |  | 4021267017170 |  |  |  | 0.0 | 0.1 | 0.000 | 0.000 | 0.000 |  |  | 85361010 | 004 Deutschland | Yes | 27142111 | 27142111 | EC000278 | EC000278 | EC000278 | EC000278 | EC000278 | https://pim.woehner.de/en/produkte/01717000.html
01718000 | 01718 | D01 gauge ring 10 A | [5 empty] | D01 gauge ring 10 A, red, E 14 |  | 50 | 0.63 |  |  | 22 | 03 |  |  | 4021267017187 |  |  |  | 0.0 | 0.1 | 0.000 | 0.000 | 0.000 |  |  | 85361010 | 004 Deutschland | Yes | 27142111 | 27142111 | EC000278 | EC000278 | EC000278 | EC000278 | EC000278 | https://pim.woehner.de/en/produkte/01718000.html
01719000 | 01719 | D02 gauge ring 20 A | [5 empty] | D02 gauge ring 20 A, blue, E 18 |  | 50 | 0.69 |  |  | 22 | 03 |  |  | 4021267017194 |  |  |  | 0.0 | 0.1 | 0.000 | 0.000 | 0.000 |  |  | 85361050 | 004 Deutschland | Yes | 27142111 | 27142111 | EC000278 | EC000278 | EC000278 | EC000278 | EC000278 | https://pim.woehner.de/en/produkte/01719000.html
01720000 | 01720 | D02 gauge ring 25 A | [5 empty] | D02 gauge ring 25 A, yellow, E 18 |  | 50 | 0.69 |  |  | 22 | 03 |  |  | 4021267017200 |  |  |  | 0.0 | 0.1 | 0.000 | 0.000 | 0.000 |  |  | 85361050 | 004 Deutschland | Yes | 27142111 | 27142111 | EC000278 | EC000278 | EC000278 | EC000278 | EC000278 | https://pim.woehner.de/en/produkte/01720000.html
01721000 | 01721 | D02 gauge ring 35 A / 40 A | [5 empty] | D02 gauge ring 35 A / 40 A, black, E 18 |  | 50 | 0.69 |  |  | 22 | 03 |  |  | 4021267017217 |  |  |  | 0.0 | 0.1 | 0.000 | 0.000 | 0.000 |  |  | 85361050 | 004 Deutschland | Yes | 27142111 | 27142111 | EC000278 | EC000278 | EC000278 | EC000278 | EC000278 | https://pim.woehner.de/en/produkte/01721000.html
01722000 | 01722 | D02 gauge ring 50 A | [5 empty] | D02 gauge ring 50 A, white, E 18 |  | 50 | 0.69 |  |  | 22 | 03 |  |  | 4021267017224 |  |  |  | 0.0 | 0.1 | 0.000 | 0.000 | 0.000 |  |  | 85361050 | 004 Deutschland | Yes | 27142111 | 27142111 | EC000278 | EC000278 | EC000278 | EC000278 | EC000278 | https://pim.woehner.de/en/produkte/01722000.html
01723000A | 01723 | D02 gauge ring 32 A | [5 empty] | D02 gauge ring 32 A, purple, E 18 |  | 50 | 0.69 |  |  | 22 | 03 |  |  | 4021267017231 |  |  |  | 0.0 | 0.1 | 0.000 | 0.000 | 0.000 |  |  | 85361050 | 004 Deutschland | Yes | 27142111 | 27142111 | EC000278 | EC000278 | EC000278 | EC000278 | EC000278 | https://pim.woehner.de/en/produkte/01723000A.html
01724000 | 01724 | special D01 gauge ring 2 A | [5 empty] | special D01 gauge ring 2 A, pink, E 18 |  | 50 | 0.69 |  |  | 22 | 03 |  |  | 4021267017248 |  |  |  | 0.0 | 0.1 | 0.000 | 0.000 | 0.000 |  |  | 85361010 | 004 Deutschland | Yes | 27142111 | 27142111 | EC000278 | EC000278 | EC000278 | EC000278 | EC000278 | https://pim.woehner.de/en/produkte/01724000.html
01725000 | 01725 | special D01 gauge ring 4 A | [5 empty] | special D01 gauge ring 4 A, brown, E 18 |  | 50 | 0.69 |  |  | 22 | 03 |  |  | 4021267017255 |  |  |  | 0.0 | 0.1 | 0.000 | 0.000 | 0.000 |  |  | 85361010 | 004 Deutschland | Yes | 27142111 | 27142111 | EC000278 | EC000278 | EC000278 | EC000278 | EC000278 | https://pim.woehner.de/en/produkte/01725000.html
01726000 | 01726 | special D01 gauge ring 6 A | [5 empty] | special D01 gauge ring 6 A, green, E 18 |  | 50 | 0.69 |  |  | 22 | 03 |  |  | 4021267017262 |  |  |  | 0.0 | 0.1 | 0.000 | 0.000 | 0.000 |  |  | 85361010 | 004 Deutschland | Yes | 27142111 | 27142111 | EC000278 | EC000278 | EC000278 | EC000278 | EC000278 | https://pim.woehner.de/en/produkte/01726000.html
01727000 | 01727 | special D01 gauge ring 10 A | [5 empty] | special D01 gauge ring 10 A, red, E 18 |  | 50 | 0.69 |  |  | 22 | 03 |  |  | 4021267017279 |  |  |  | 0.0 | 0.1 | 0.000 | 0.000 | 0.000 |  |  | 85361010 | 004 Deutschland | Yes | 27142111 | 27142111 | EC000278 | EC000278 | EC000278 | EC000278 | EC000278 | https://pim.woehner.de/en/produkte/01727000.html
01728000 | 01728 | special D01 gauge ring 16 A | [5 empty] | special D01 gauge ring 16 A, grey, E 18 |  | 50 | 0.69 |  |  | 22 | 03 |  |  | 4021267017286 |  |  |  | 0.0 | 0.1 | 0.000 | 0.000 | 0.000 |  |  | 85361050 | 004 Deutschland | Yes | 27142111 | 27142111 | EC000278 | EC000278 | EC000278 | EC000278 | EC000278 | https://pim.woehner.de/en/produkte/01728000.html
01729000 | 01729 | special-retaining spring for D01 - E 18 | [5 empty] | special-retaining spring for D01 - E 18, 2 - 16 A |  | 50 | 0.60 |  |  | 22 | 05 |  |  | 4021267017293 |  |  |  | 0.0 | 0.1 | 0.000 | 0.000 | 0.000 | 0.000 | 0.000 | 85361050 | 061 Tschechien | Yes | 27142190 | 27142190 | EC002936 | EC002936 | EC002936 | EC002936 | EC002936 | https://pim.woehner.de/en/produkte/01729000.html
01730000 | 01730 | gauge ring tool | [5 empty] | gauge ring tool, D01 - D03 |  | 1 | 18.93 |  |  | 22 | 03 |  |  | 4021267017309 |  |  |  | 0.0 | 2.8 | 0.000 | 0.000 | 0.000 |  |  | 85361050 | 004 Deutschland | Yes | 27142190 | 27142190 | EC002936 | EC002936 | EC002936 | EC002936 | EC002936 | https://pim.woehner.de/en/produkte/01730000.html
01741000 | 01741 | screw-in gauge ring 2 A | [5 empty] | screw-in gauge ring 2 A, pink, E 27 / E 33 |  | 25 | 0.71 |  |  | 22 | 04 |  |  | 4021267017415 |  |  |  | 0.0 | 1.3 | 0.000 | 0.000 | 0.000 | 0.000 | 0.000 | 85361010 | 064 Ungarn | Yes | 27142113 | 27142113 | EC000085 | EC000085 | EC000085 | EC000085 | EC000085 | https://pim.woehner.de/en/produkte/01741000.html
01742000 | 01742 | busbar support | [5 empty] | busbar support, for drilled flat busbars |  | 6 | 28.68 |  |  | 06 | 24 |  |  | 4021267017422 | 32 | 40 | 412 | 0.0 | 70.3 | 0.000 | 0.045 | 0.000 |  | 0.000 | 85469010 | 004 Deutschland | Yes | 27400607 | 27400607 | EC001166 | EC001166 | EC001166 | EC001166 | EC001166 | https://pim.woehner.de/en/produkte/01742000.html
01747000 | 01747 | clip-on screw connection, for cable lugs |  |  | flat busbars 5 mm |  | x | clip-on screw connection, for cable lugs, M5 | 60Classic, centre feed unit, 100Energy | 25 | 8.25 |  |  | 07 | 28 |  |  | 4021267017477 | 18 | 24 | 30 | 0.5 | 4.8 | 0.027 | 0.000 | 0.000 |  | 0.000 | 85369010 | 004 Deutschland | Yes | 27141146 | 27141146 | EC000001 | EC000001 | EC000001 | EC000001 | EC000001 | https://pim.woehner.de/en/produkte/01747000.html
01748000 | 01748 | clip-on screw connection, for cable lugs |  |  | flat busbars 5 mm |  | x | clip-on screw connection, for cable lugs, M8 | 60Classic, centre feed unit, 100Energy | 20 | 14.46 |  |  | 07 | 28 |  |  | 4021267017484 | 30 | 36 | 32 | 0.5 | 16.0 | 0.091 | 0.000 | 0.000 |  | 0.000 | 85369010 | 004 Deutschland | Yes | 27141146 | 27141146 | EC000001 | EC000001 | EC000001 | EC000001 | EC000001 | https://pim.woehner.de/en/produkte/01748000.html
01749000 | 01749 | clip-on screw connection, for cable lugs |  |  | flat busbars 5 mm |  | x | clip-on screw connection, for cable lugs, M10 | 60Classic, centre feed unit, 100Energy | 6 | 18.08 |  |  | 07 | 28 |  |  | 4021267017491 | 38 | 47 | 42 | 0.5 | 35.8 | 0.251 | 0.000 | 0.000 |  | 0.000 | 85369010 | 004 Deutschland | Yes | 27141146 | 27141146 | EC000001 | EC000001 | EC000001 | EC000001 | EC000001 | https://pim.woehner.de/en/produkte/01749000.html
01753000 | 01753 | connection terminal plate, 3-pole |  |  | 20, 25, 30 x 5, 10 and section busbars |  |  | connection terminal plate, 3-pole, lam. Cu. 20 - 32 x 3 - 15 | 60Classic | 1 | 92.01 |  |  | 07 | 51 |  |  | 4021267017538 | 135 | 118 | 200 |  | 144.7 | 0.000 | 0.347 | 0.000 |  | 0.000 | 85369010 | 004 Deutschland | Yes | 27141146 | 27141146 | EC000001 | EC000001 | EC000001 | EC000001 | EC000001 | https://pim.woehner.de/en/produkte/01753000.html
01754000 | 01754 | connection terminal plate, 3-pole |  |  | 20, 25, 30 x 5, 10 and section busbars |  | x | connection terminal plate, 3-pole, 95 - 300 mm² | 60Classic | 1 | 92.01 |  |  | 07 | 51 |  |  | 4021267017545 | 135 | 118 | 200 |  | 165.7 | 0.000 | 0.729 | 0.000 |  | 0.000 | 85369010 | 004 Deutschland | Yes | 27141146 | 27141146 | EC000001 | EC000001 | EC000001 | EC000001 | EC000001 | https://pim.woehner.de/en/produkte/01754000.html
01756000 | 01756 | cover cap, 3-pole |  |  | 20, 25, 30 x 5, 10 and section busbars |  |  | cover cap, 3-pole, 135 mm wide, 135 x 200 x 90 | 60Classic | 1 | 24.09 |  |  | 07 | 36 |  |  | 4021267017569 | 135 | 90 | 200 | 0.0 | 29.5 | 0.000 | 0.000 | 0.000 |  | 0.000 | 85472000 | 004 Deutschland | Yes | 27370390 | 27370390 | EC002498 | EC002848 | EC002848 | EC002848 | EC002848 | https://pim.woehner.de/en/produkte/01756000.html
01757000 | 01757 | cover cap, 3-pole |  |  | 20, 25, 30 x 5, 10 and section busbars |  |  | cover cap, 3-pole, 270 mm wide, 270 x 200 x 90 | 60Classic | 1 | 34.22 |  |  | 07 | 36 |  |  | 4021267017576 | 270 | 90 | 200 | 0.0 | 64.7 | 0.000 | 0.000 | 0.000 |  | 0.000 | 85472000 | 004 Deutschland | Yes | 27370390 | 27370390 | EC002498 | EC002848 | EC002848 | EC002848 | EC002848 | https://pim.woehner.de/en/produkte/01757000.html
01759000 | 01759 | brace terminal |  |  | 20, 25, 30 x 5, 10 and section busbars |  |  | brace terminal, 32 x 20 | 60Classic, centre feed unit, 100Energy | 3 | 24.29 |  |  | 07 | 25 |  |  | 4021267017590 | 40 | 88 | 49 |  | 34.7 | 0.000 | 0.115 | 0.000 |  | 0.000 | 85369010 | 004 Deutschland | Yes | 27141146 | 27141146 | EC000001 | EC000001 | EC000001 | EC000001 | EC000001 | https://pim.woehner.de/en/produkte/01759000.html
01760000 | 01760 | brace terminal |  |  | 20, 25, 30 x 5, 10 and section busbars |  | x | brace terminal, Cu / Al 95 - 300 mm² | 60Classic, centre feed unit, 100Energy | 3 | 24.29 |  |  | 07 | 25 |  |  | 4021267017606 | 40 | 88 | 49 |  | 42.5 | 0.000 | 0.222 | 0.000 |  | 0.000 | 85369010 | 004 Deutschland | Yes | 27141146 | 27141146 | EC000001 | EC000001 | EC000001 | EC000001 | EC000001 | https://pim.woehner.de/en/produkte/01760000.html
01765000 | 01765 | busbar 80 x 10 | [5 empty] | busbar 80 x 10, material: copper Cu-ETP (No. CW004A) acc. to EN 13601 (99.9% copper), strength class R300 (300 N/mm²), length 2.40 m, tinned | 185Power | 1 | 634.23 |  |  | 06 | 84 |  |  | 4021267017651 | 2400 | 10 | 80 | 133.0 | 1728.0 | 17.280 | 0.000 | 0.000 | 0.000 | 0.000 | 74071000 | 102 Belgien | Yes | 27370303 | 27370303 | EC001522 | EC001522 | EC001522 | EC001522 | EC001522 | https://pim.woehner.de/en/produkte/01765000.html
01766000 | 01766 | busbar 100 x 10 | [5 empty] | busbar 100 x 10, material: copper Cu-ETP (No. CW004A) acc. to EN 13601 (99.9% copper), strength class R300 (300 N/mm²), length 2.40 m, tinned | 185Power | 1 | 796.88 |  |  | 06 | 84 |  |  | 4021267017668 | 2400 | 10 | 100 | 154.0 | 2174.0 | 21.740 | 0.000 | 0.000 | 0.000 | 0.000 | 74071000 | 102 Belgien | Yes | 27370303 | 27370303 | EC001522 | EC001522 | EC001522 | EC001522 | EC001522 | https://pim.woehner.de/en/produkte/01766000.html
01767000 | 01767 | busbar 120 x 10 | [5 empty] | busbar 120 x 10, material: copper Cu-ETP (No. CW004A) acc. to EN 13601 (99.9% copper), strength class R300 (300 N/mm²), length 2.40 m, tinned | 185Power | 1 | 959.38 |  |  | 06 | 84 |  |  | 4021267017675 | 2400 | 10 | 120 | 174.0 | 2572.8 | 25.728 | 0.000 | 0.000 | 0.000 | 0.000 | 74071000 | 102 Belgien | Yes | 27370303 | 27370303 | EC001522 | EC001522 | EC001522 | EC001522 | EC001522 | https://pim.woehner.de/en/produkte/01767000.html
01823000 | 01823 | busbar connecting terminal 630 A |  |  | 20, 25, 30 x 5, 10 |  |  | busbar connecting terminal 630 A, 40 mm long | 60Classic | 6 | 18.77 |  |  | 07 | 33 |  |  | 4021267018238 | 40 | 20 | 37 | 0.5 | 25.2 | 0.213 | 0.000 | 0.000 |  | 0.000 | 85369010 | 004 Deutschland | Yes | 27400606 | 27400606 | EC000713 | EC000713 | EC000713 | EC000713 | EC000713 | https://pim.woehner.de/en/produkte/01823000.html
01827000 | 01827 | busbar connecting terminal 1600 A |  |  | double-T section |  |  | busbar connecting terminal 1600 A, 50 mm long | 60Classic | 6 | 31.38 |  |  | 07 | 33 |  |  | 4021267018276 | 50 | 43 | 44 | 3.5 | 49.4 | 0.290 | 0.217 | 0.000 |  | 0.000 | 85369010 | 004 Deutschland | Yes | 27400606 | 27400606 | EC000713 | EC000713 | EC000713 | EC000713 | EC000713 | https://pim.woehner.de/en/produkte/01827000.html
01829000 | 01829 | busbar connecting terminal 1600 A |  |  | double-T section |  |  | busbar connecting terminal 1600 A, 150 mm long | 60Classic | 3 | 75.32 |  |  | 07 | 33 |  |  | 4021267018290 | 150 | 43 | 44 | 10.6 | 146.1 | 0.824 | 0.635 | 0.000 |  | 0.000 | 85369010 | 004 Deutschland | Yes | 27400606 | 27400606 | EC000713 | EC000713 | EC000713 | EC000713 | EC000713 | https://pim.woehner.de/en/produkte/01829000.html
01831000 | 01831 | double-T section busbar 720 mm² | [5 empty] | double-T section busbar 720 mm², material: copper Cu-ETP (No. CW004A) acc. to EN 13601 (99.9% copper), strength class R300 (300 N/mm²), length 653 mm , tinned | 60Classic, centre feed unit | 1 | 133.52 |  |  | 06 | 91 |  |  | 4021267018313 | 653 | 30 | 40 | 49.5 | 424.0 | 4.240 | 0.000 | 0.000 | 0.000 | 0.000 | 74071000 | 102 Belgien | Yes | 27370303 | 27370303 | EC001522 | EC001522 | EC001522 | EC001522 | EC001522 | https://pim.woehner.de/en/produkte/01831000.html
01838000 | 01838 | double-T section busbar 720 mm² | [5 empty] | double-T section busbar 720 mm², material: copper Cu-ETP (No. CW004A) acc. to EN 13601 (99.9% copper), strength class R300 (300 N/mm²), length 453 mm, tinned | 60Classic, centre feed unit | 1 | 105.54 |  |  | 06 | 91 |  |  | 4021267018382 | 453 | 30 | 40 | 34.3 | 293.3 | 2.933 | 0.000 | 0.000 | 0.000 | 0.000 | 74071000 | 102 Belgien | Yes | 27370303 | 27370303 | EC001522 | EC001522 | EC001522 | EC001522 | EC001522 | https://pim.woehner.de/en/produkte/01838000.html
01886000 | 01886 | busbar connecting terminal 630 A |  |  | 20, 25, 30 x 5, 10 |  |  | busbar connecting terminal 630 A, 150 mm long | 60Classic | 3 | 41.51 |  |  | 07 | 33 |  |  | 4021267018863 | 150 | 25 | 37 | 2.0 | 86.6 | 0.795 | 0.000 | 0.000 |  | 0.000 | 85369010 | 004 Deutschland | Yes | 27400606 | 27400606 | EC000713 | EC000713 | EC000713 | EC000713 | EC000713 | https://pim.woehner.de/en/produkte/01886000.html
01890000 | 01890 | connecting latch with brace terminal |  |  |  |  | x | connecting latch with brace terminal, for screw conncetion M10 or M12, for cables Cu and Al 120 - 300 mm² |  | 3 | 22.85 |  |  | 07 | 25 |  |  | 4021267018900 | 40 | 88 | 49 |  | 36.6 | 0.130 | 0.065 | 0.000 |  | 0.000 | 85369010 | 004 Deutschland | Yes | 27141146 | 27141146 | EC000001 | EC000001 | EC000001 | EC000001 | EC000001 | https://pim.woehner.de/en/produkte/01890000.html
01906000 | 01906 | profile terminal |  |  | double-T section |  |  | profile terminal, 200 - 1200 mm², terminal space 51 x 5-28 | 60Classic, centre feed unit | 3 | 70.59 |  |  | 07 | 30 |  |  | 4021267019068 | 82 | 103 | 45 |  | 70.5 | 0.230 | 0.000 | 0.000 |  | 0.000 | 85369010 | 004 Deutschland | Yes | 27141146 | 27141146 | EC000001 | EC000001 | EC000001 | EC000001 | EC000001 | https://pim.woehner.de/en/produkte/01906000.html
01907000 | 01907 | profile terminal |  |  | double-T section |  |  | profile terminal, 250 - 1512 mm², terminal space 64 x 5-28 | 60Classic, centre feed unit | 3 | 71.56 |  |  | 07 | 30 |  |  | 4021267019075 | 94 | 103 | 45 |  | 84.0 | 0.262 | 0.000 | 0.000 |  | 0.000 | 85369010 | 004 Deutschland | Yes | 27141146 | 27141146 | EC000001 | EC000001 | EC000001 | EC000001 | EC000001 | https://pim.woehner.de/en/produkte/01907000.html
01911000 | 01911 | profile terminal |  |  | double-T section |  |  | profile terminal, 500 - 1260 mm², terminal space 64 x 20-42 | 60Classic, centre feed unit | 3 | 94.40 |  |  | 07 | 30 |  |  | 4021267019112 | 94 | 118 | 45 |  | 85.9 | 0.262 | 0.000 | 0.000 |  | 0.000 | 85369010 | 004 Deutschland | Yes | 27141146 | 27141146 | EC000001 | EC000001 | EC000001 | EC000001 | EC000001 | https://pim.woehner.de/en/produkte/01911000.html
01915000 | 01915 | busbar support |  |  | 12 x 5, 10 |  |  | busbar support, 5-pole, with internal screw holes |  | 10 | 21.96 |  |  | 06 | 18 |  |  | 4021267019150 | 15 | 41 | 205 |  | 13.3 | 0.000 | 0.000 | 0.000 |  | 0.000 | 85469010 | 004 Deutschland | Yes | 27400607 | 27400607 | EC001166 | EC001166 | EC001166 | EC001166 | EC001166 | https://pim.woehner.de/en/produkte/01915000.html
01926000 | 01926 | earth/neutral busbar 63A | [5 empty] | earth/neutral busbar 63A, 6 terminal points 10mm², screw-on, 61.5 mm long, without terminal clamp |  | 100 | 2.53 |  |  | 06 | 33 |  |  | 4021267019266 | 62 | 6.5 | 9 |  | 2.5 | 0.000 | 0.018 | 0.000 |  | 0.000 | 85389099 | 004 Deutschland | Yes | 27141139 | 27141139 | EC000485 | EC000485 | EC000485 | EC000485 | EC000485 | https://pim.woehner.de/en/produkte/01926000.html
01927000 | 01927 | earth/neutral busbar 63A | [5 empty] | earth/neutral busbar 63A, 12 terminal points 10mm², screw-on, 124.0 mm long, 1 terminal clamp 25 mm² |  | 50 | 6.24 |  |  | 06 | 33 |  |  | 4021267019273 | 124 | 6.5 | 9 |  | 5.5 | 0.000 | 0.036 | 0.000 |  | 0.000 | 85389099 | 004 Deutschland | Yes | 27141139 | 27141139 | EC000485 | EC000485 | EC000485 | EC000485 | EC000485 | https://pim.woehner.de/en/produkte/01927000.html
01928000 | 01928 | earth/neutral busbar 63A | [5 empty] | earth/neutral busbar 63A, 18 terminal points 10mm², screw-on, 186.5 mm long, 2 terminal clamps 25 mm² |  | 60 | 8.68 |  |  | 06 | 33 |  |  | 4021267019280 | 187 | 6.5 | 9 |  | 9.6 | 0.000 | 0.054 | 0.000 |  | 0.000 | 85389099 | 004 Deutschland | Yes | 27141139 | 27141139 | EC000485 | EC000485 | EC000485 | EC000485 | EC000485 | https://pim.woehner.de/en/produkte/01928000.html
01929000 | 01929 | earth/neutral busbar 63A | [5 empty] | earth/neutral busbar 63A, 24 terminal points 10mm², screw-on, 249.0 mm long, 3 terminal clamps 25 mm² |  | 50 | 12.03 |  |  | 06 | 33 |  |  | 4021267019297 | 249 | 6.5 | 9 |  | 11.5 | 0.000 | 0.072 | 0.000 |  | 0.000 | 85389099 | 004 Deutschland | Yes | 27141139 | 27141139 | EC000485 | EC000485 | EC000485 | EC000485 | EC000485 | https://pim.woehner.de/en/produkte/01929000.html
01930000 | 01930 | earth/neutral busbar 63A | [5 empty] | earth/neutral busbar 63A, 30 terminal points 10mm², screw-on, 311.5 mm long, 4 terminal clamps 25 mm² |  | 50 | 17.82 |  |  | 06 | 33 |  |  | 4021267019303 | 312 | 6.5 | 9 |  | 16.7 | 0.000 | 0.090 | 0.000 |  | 0.000 | 85389099 | 004 Deutschland | Yes | 27141139 | 27141139 | EC000485 | EC000485 | EC000485 | EC000485 | EC000485 | https://pim.woehner.de/en/produkte/01930000.html
01931000 | 01931 | earth/neutral busbar 63A | [5 empty] | earth/neutral busbar 63A, 36 terminal points 10mm², screw-on, 374.0 mm long, 5 terminal clamps 25 mm² |  | 100 | 18.49 |  |  | 06 | 33 |  |  | 4021267019310 | 374 | 6.5 | 9 |  | 17.6 | 0.000 | 0.108 | 0.000 |  | 0.000 | 85389099 | 004 Deutschland | Yes | 27141139 | 27141139 | EC000485 | EC000485 | EC000485 | EC000485 | EC000485 | https://pim.woehner.de/en/produkte/01931000.html
01932000 | 01932 | earth/neutral busbar 63A | [5 empty] | earth/neutral busbar 63A, 96 terminal points 10mm², screw-on, 1000 mm long, 15 terminal clamps 25 mm² |  | 10 | 35.33 |  |  | 06 | 33 |  |  | 4021267019327 | 1000 | 6.5 | 9 |  | 48.0 | 0.000 | 0.276 | 0.000 |  | 0.000 | 85389099 | 004 Deutschland | Yes | 27141139 | 27141139 | EC000485 | EC000485 | EC000485 | EC000485 | EC000485 | https://pim.woehner.de/en/produkte/01932000.html
01934000 | 01934 | profile terminal |  |  | double-T section |  |  | profile terminal, 630 - 1600 mm², terminal space 81 x 20-42 | 60Classic, centre feed unit | 3 | 120.39 |  |  | 07 | 30 |  |  | 4021267019341 | 112 | 118 | 45 |  | 101.1 | 0.301 | 0.000 | 0.000 |  | 0.000 | 85369010 | 004 Deutschland | Yes | 27141146 | 27141146 | EC000001 | EC000001 | EC000001 | EC000001 | EC000001 | https://pim.woehner.de/en/produkte/01934000.html
01935000 | 01935 | profile terminal |  |  | double-T section |  |  | profile terminal, 1120 - 2400 mm², terminal space 101 x 20-42 | 60Classic, centre feed unit | 3 | 150.31 |  |  | 07 | 30 |  |  | 4021267019358 | 132 | 118 | 45 |  | 113.7 | 0.358 | 0.000 | 0.000 |  | 0.000 | 85369010 | 004 Deutschland | Yes | 27141146 | 27141146 | EC000001 | EC000001 | EC000001 | EC000001 | EC000001 | https://pim.woehner.de/en/produkte/01935000.html
01936000 | 01936 | profile terminal |  |  | double-T section |  |  | profile terminal, 400 - 1000 mm², terminal space 51 x 20-42 | 60Classic, centre feed unit | 3 | 88.73 |  |  | 07 | 30 |  |  | 4021267019365 | 82 | 118 | 45 |  | 73.5 | 0.230 | 0.000 | 0.000 |  | 0.000 | 85369010 | 004 Deutschland | Yes | 27141146 | 27141146 | EC000001 | EC000001 | EC000001 | EC000001 | EC000001 | https://pim.woehner.de/en/produkte/01936000.html
01980000 | 01980 | D0 strip cover | [5 empty] | D0 strip cover, E 18, 1-fold, 27 mm wide | 60Classic | 10 | 2.15 |  |  | 01 | 33 |  |  | 4021267019808 | 27 | 12 | 200 | 0.0 | 2.6 | 0.000 | 0.000 | 0.000 | 0.000 | 0.000 | 85361050 | 004 Deutschland | Yes | 27142116 | 27142116 | EC001638 | EC001638 | EC001638 | EC001638 | EC001638 | https://pim.woehner.de/en/produkte/01980000.html
01981000 | 01981 | D0 strip cover | [5 empty] | D0 strip cover, E 18, 2-fold, 54 mm wide | 60Classic | 10 | 2.88 |  |  | 01 | 33 |  |  | 4021267019815 | 54 | 12 | 200 | 0.0 | 4.0 | 0.000 | 0.000 | 0.000 | 0.000 | 0.000 | 85361050 | 004 Deutschland | No | 27142116 | 27142116 | EC001638 | EC001638 | EC001638 | EC001638 | EC001638 | https://pim.woehner.de/en/produkte/01981000.html
01990000 | 01990 | busbar connecting terminal 630 A |  |  | 20, 25, 30 x 5, 10 |  |  | busbar connecting terminal 630 A, 40 mm long | 60Classic | 6 | 19.22 |  |  | 07 | 33 |  |  | 4021267019907 | 40 | 20 | 37 | 0.4 | 23.3 | 0.213 | 0.000 | 0.000 |  | 0.000 | 85369010 | 004 Deutschland | Yes | 27400606 | 27400606 | EC000713 | EC000713 | EC000713 | EC000713 | EC000713 | https://pim.woehner.de/en/produkte/01990000.html
01996000 | 01996 | flat terminal | [5 empty] | flat terminal, connection of busbar 25 wide with lam. Cu 20 wide | 60Classic | 10 | 8.75 |  |  | 07 | 34 |  |  | 4021267019969 | 40 | 25 | 45 | 0.0 | 14.9 | 0.000 | 0.000 | 0.000 |  | 0.000 | 85369010 | 004 Deutschland | Yes | 27400606 | 27400606 | EC000713 | EC000713 | EC000713 | EC000713 | EC000713 | https://pim.woehner.de/en/produkte/01996000.html
01997000 | 01997 | flat terminal | [5 empty] | flat terminal, connection of busbar 30 wide with lam. Cu 20 wide | 60Classic | 10 | 12.21 |  |  | 07 | 34 |  |  | 4021267019976 | 40 | 25 | 50 | 0.0 | 16.2 | 0.000 | 0.000 | 0.000 |  | 0.000 | 85369010 | 004 Deutschland | Yes | 27400606 | 27400606 | EC000713 | EC000713 | EC000713 | EC000713 | EC000713 | https://pim.woehner.de/en/produkte/01997000.html
03161000A | 03161 | knife link 160 A | [5 empty] | knife link 160 A, size 00 |  | 3 | 11.73 |  |  | 22 | 16 |  |  | 4021267031619 |  |  |  |  | 7.0 | 0.055 | 0.000 | 0.090 |  |  | 85361090 | 064 Ungarn | Yes | 27142105 | 27142105 | EC000026 | EC000026 | EC000026 | EC000026 | EC000026 | https://pim.woehner.de/en/produkte/03161000A.html
03162000A | 03162 | knife link 250 A | [5 empty] | knife link 250 A, size 1 |  | 3 | 21.69 |  |  | 22 | 16 |  |  | 4021267031626 |  |  |  |  | 14.9 | 0.127 | 0.000 | 0.239 |  |  | 85361090 | 064 Ungarn |  | 27142105 | 27142105 | EC000026 | EC000026 | EC000026 | EC000026 |  | https://pim.woehner.de/en/produkte/03162000A.html
03163000A | 03163 | knife link 400 A | [5 empty] | knife link 400 A, size 2 |  | 3 | 22.75 |  |  | 22 | 16 |  |  | 4021267031633 |  |  |  |  | 20.7 | 0.198 | 0.000 | 0.290 |  |  | 85361090 | 064 Ungarn | Yes | 27142105 | 27142105 | EC000026 | EC000026 | EC000026 | EC000026 | EC000026 | https://pim.woehner.de/en/produkte/03163000A.html
03164000A | 03164 | knife link 630 A | [5 empty] | knife link 630 A, size 3 |  | 3 | 28.52 |  |  | 22 | 16 |  |  | 4021267031640 |  |  |  |  | 28.0 | 0.242 | 0.000 | 0.377 |  |  | 85361090 | 064 Ungarn | Yes | 27142105 | 27142105 | EC000026 | EC000026 | EC000026 | EC000026 | EC000026 | https://pim.woehner.de/en/produkte/03164000A.html
03173000 | 03173 | feed-through terminal 160 A | [5 empty] | feed-through terminal 160 A, 125 mm long, both sides clamp, for mounting plate | Panel | 10 | 12.83 |  |  | 10 | 65 |  |  | 4021267031732 | 23 | 37 | 125 | 1.3 | 14.6 | 0.056 | 0.000 | 0.000 |  |  | 85361090 | 061 Tschechien | Yes | 27141120 | 27141120 | EC002498 | EC002498 | EC002498 | EC002498 | EC002498 | https://pim.woehner.de/en/produkte/03173000.html
03181000 | 03181 | NH fuse 800 A | [5 empty] | NH fuse 800 A, 500 V, gG, size 4a |  | 1 | 323.31 |  |  | 22 | 11 |  |  | 4021267031817 |  |  |  | 67.0 | 260.0 | 0.800 | 0.000 | 0.000 |  |  | 85361090 | 064 Ungarn | Yes | 27142005 | 27142005 | EC000055 | EC000055 | EC000055 | EC000055 | EC000055 | https://pim.woehner.de/en/produkte/03181000.html
03182000 | 03182 | NH fuse 1000 A | [5 empty] | NH fuse 1000 A, 500 V, gG, size 4a |  | 1 | 351.25 |  |  | 22 | 11 |  |  | 4021267031824 |  |  |  | 69.0 | 260.0 | 0.800 | 0.000 | 0.000 |  |  | 85361090 | 064 Ungarn | Yes | 27142005 | 27142005 | EC000055 | EC000055 | EC000055 | EC000055 | EC000055 | https://pim.woehner.de/en/produkte/03182000.html
03183000 | 03183 | NH fuse 1250 A | [5 empty] | NH fuse 1250 A, 500 V, gG, size 4a |  | 1 | 508.08 |  |  | 22 | 11 |  |  | 4021267031831 |  |  |  | 84.0 | 266.0 | 0.800 | 0.000 | 0.000 |  |  | 85361090 | 064 Ungarn | Yes | 27142005 | 27142005 | EC000055 | EC000055 | EC000055 | EC000055 | EC000055 | https://pim.woehner.de/en/produkte/03183000.html
03185000 | 03185 | knife link 1600 A | [5 empty] | knife link 1600 A, size 4a |  | 3 | 100.07 |  |  | 22 | 16 |  |  | 4021267031855 |  |  |  |  | 85.0 | 0.800 | 0.000 | 0.000 |  |  | 85361090 | 004 Deutschland | Yes | 27142105 | 27142105 | EC000026 | EC000026 | EC000026 | EC000026 | EC000026 | https://pim.woehner.de/en/produkte/03185000.html
03186000 | 03186 | shock protection cover | [5 empty] | shock protection cover, for NH fuse-base, size 00 | 60Classic, 100Energy | 1 | 17.87 |  |  | 10 | 66 |  |  | 4021267031862 | 56 | 83 | 80 | 0.0 |  | 0.000 | 0.000 | 0.000 |  |  | 85472000 | 004 Deutschland | Yes | 27149217 | 27149217 | EC001660 | EC001660 | EC001660 | EC001660 | EC001660 | https://pim.woehner.de/en/produkte/03186000.html
03193000 | 03193 | feed-through terminal 160 A | [5 empty] | feed-through terminal 160 A, 60 mm long, both sides clamp, for mounting plate | Panel | 10 | 9.04 |  |  | 10 | 65 |  |  | 4021267031930 | 23 | 37 | 60 | 0.6 | 9.1 | 0.025 | 0.000 | 0.000 |  |  | 85361090 | 061 Tschechien | Yes | 27141120 | 27141120 | EC002498 | EC002498 | EC002498 | EC002498 | EC002498 | https://pim.woehner.de/en/produkte/03193000.html
03195000 | 03195 | feed-through terminal 250 A | [5 empty] | feed-through terminal 250 A, 100 mm long, both sides screw M10, for mounting plate | Panel | 10 | 15.40 |  |  | 10 | 65 |  |  | 4021267031954 | 37 | 45 | 100 | 1.4 | 16.8 | 0.066 | 0.000 | 0.000 |  |  | 85361090 | 061 Tschechien | Yes | 27141120 | 27141120 | EC002498 | EC002498 | EC002498 | EC002498 | EC002498 | https://pim.woehner.de/en/produkte/03195000.html
03196000 | 03196 | feed-through terminal 250 A | [5 empty] | feed-through terminal 250 A, 200 mm long, both sides screw M10, for mounting plate | Panel | 10 | 16.74 |  |  | 10 | 65 |  |  | 4021267031961 | 37 | 45 | 198 | 2.7 | 30.6 | 0.142 | 0.000 | 0.000 |  |  | 85361090 | 061 Tschechien | Yes | 27141120 | 27141120 | EC002498 | EC002498 | EC002498 | EC002498 | EC002498 | https://pim.woehner.de/en/produkte/03196000.html
03197000 | 03197 | feed-through terminal 630 A | [5 empty] | feed-through terminal 630 A, 100 mm long, both sides screw M12, for mounting plate | Panel | 10 | 17.26 |  |  | 10 | 65 |  |  | 4021267031978 | 37 | 46 | 100 | 5.3 | 25.6 | 0.108 | 0.000 | 0.000 |  |  | 85361090 | 061 Tschechien | Yes | 27141120 | 27141120 | EC002498 | EC002498 | EC002498 | EC002498 | EC002498 | https://pim.woehner.de/en/produkte/03197000.html
03198000 | 03198 | feed-through terminal 630 A | [5 empty] | feed-through terminal 630 A, 200 mm long, both sides screw M12, for mounting plate | Panel | 10 | 24.60 |  |  | 10 | 65 |  |  | 4021267031985 | 37 | 46 | 198 | 10.5 | 42.0 | 0.236 | 0.000 | 0.000 |  |  | 85361090 | 061 Tschechien | Yes | 27141120 | 27141120 | EC002498 | EC002498 | EC002498 | EC002498 | EC002498 | https://pim.woehner.de/en/produkte/03198000.html
03199000 | 03199 | NH fuse-base 160 A |  | connection top or bottom | 12, 15, 20, 25, 30 x 5, 10 and section busbars |  |  | NH fuse-base 160 A, box terminal, size 00 / 3P, connection top or bottom | 60Classic | 1 | 64.59 |  |  | 10 | 51 |  |  | 4021267031992 | 106 | 90 | 200 | 13.0 | 87.0 | 0.212 | 0.000 | 0.711 |  |  | 85361090 | 004 Deutschland | No | 27142106 | 27142106 | EC000067 | EC000067 | EC000067 | EC000067 | EC000067 | https://pim.woehner.de/en/produkte/03199000.html
03212000 | 03212 | NH fuse-base 160 A | [5 empty] | NH fuse-base 160 A, both sides screw M8, size 00 / 3P, with long touch protection cover, for mounting plate | Panel | 5 | 45.40 |  |  | 10 | 15 |  |  | 4021267032128 | 99 | 88 | 200 | 12.5 | 48.4 | 0.099 | 0.000 | 0.606 |  |  | 85361090 | 004 Deutschland | Yes | 27142106 | 27142106 | EC000067 | EC000067 | EC000067 | EC000067 | EC000067 | https://pim.woehner.de/en/produkte/03212000.html
03213000 | 03213 | neutral conductor 630 A, disconnectable | [5 empty] | neutral conductor 630 A, disconnectable, screw M12 at both sides, 200 mm long, for mounting plate | Panel | 3 | 64.14 |  |  | 10 | 65 |  |  | 4021267032135 | 55 | 40 | 200 | 14.4 | 58.9 | 0.270 | 0.000 | 0.818 |  |  | 85361090 | 004 Deutschland | No | 27141120 | 27141120 | EC002498 | EC002498 | EC002498 | EC002498 | EC002498 | https://pim.woehner.de/en/produkte/03213000.html
03214000A | 03214 | fuse link 70 A | [5 empty] | fuse link 70 A, -Mersen-, 600 V AC, fast acting, Class J, 29x118 |  | 5 | 109.99 |  |  | 22 | 34 |  |  | 4021267032142 | 29 | 29 | 117 |  | 14.5 | 0.000 | 0.000 | 0.000 | 0.000 | 0.000 | 85361010 | 412 Mexiko | Yes | 27142002 | 27142002 | EC002704 | EC002704 | EC002704 | EC002704 | EC002704 | https://pim.woehner.de/en/produkte/03214000A.html
03214100A | 03214 | fuse link 70 A | [5 empty] | fuse link 70 A, -Eaton-, 600 V AC, fast acting, Class J, 29x118 |  | 1 | 109.99 |  |  | 22 | 34 | x |  | 4021267150020 | 29 | 29 | 117 |  | 14.5 | 0.000 | 0.000 | 0.000 | 0.000 | 0.000 | 85361010 | 412 Mexiko | Yes | 27142002 | 27142002 | EC002704 | EC002704 | EC002704 | EC002704 | EC002704 | https://pim.woehner.de/en/produkte/03214100A.html
03215000A | 03215 | fuse link 80 A | [5 empty] | fuse link 80 A, -Mersen-, 600 V AC, fast acting, Class J, 29x118 |  | 5 | 109.99 |  |  | 22 | 34 |  |  | 4021267032159 | 29 | 29 | 117 |  | 14.5 | 0.000 | 0.000 | 0.000 | 0.000 | 0.000 | 85361010 | 412 Mexiko | Yes | 27142002 | 27142002 | EC002704 | EC002704 | EC002704 | EC002704 | EC002704 | https://pim.woehner.de/en/produkte/03215000A.html
03215100A | 03215 | fuse link 80 A | [5 empty] | fuse link 80 A, -Eaton-, 600 V AC, fast acting, Class J, 29x118 |  | 1 | 109.99 |  |  | 22 | 34 |  |  | 4021267150037 | 29 | 29 | 117 |  | 14.5 | 0.000 | 0.000 | 0.000 | 0.000 | 0.000 | 85361010 | 412 Mexiko | Yes | 27142002 | 27142002 | EC002704 | EC002704 | EC002704 | EC002704 | EC002704 | https://pim.woehner.de/en/produkte/03215100A.html
03216000 | 03216 | fuse link 90 A | [5 empty] | fuse link 90 A, -Mersen-, 600 V AC, fast acting, Class J, 29x118 |  | 1 | 86.85 |  |  | 22 | 34 | x |  | 4021267150044 | 29 | 29 | 117 |  | 14.5 | 0.000 | 0.000 | 0.000 | 0.000 | 0.000 | 85361010 | 412 Mexiko | Yes | 27142002 | 27142002 | EC002704 | EC002704 | EC002704 | EC002704 | EC002704 | https://pim.woehner.de/en/produkte/03216000.html
03216100 | 03216 | fuse link 90 A | [5 empty] | fuse link 90 A, -Eaton-, 600 V AC, fast acting, Class J, 29x118 |  | 1 | 109.99 |  |  | 22 | 34 | x |  | 4021267032166 | 29 | 29 | 117 |  | 14.5 | 0.000 | 0.000 | 0.000 | 0.000 | 0.000 | 85361010 | 412 Mexiko | Yes | 27142002 | 27142002 | EC002704 | EC002704 | EC002704 | EC002704 | EC002704 | https://pim.woehner.de/en/produkte/03216100.html
03217000A | 03217 | fuse link 100 A | [5 empty] | fuse link 100 A, -Mersen-, 600 V AC, fast acting, Class J, 29x118 |  | 5 | 109.99 |  |  | 22 | 34 |  |  | 4021267032173 | 29 | 29 | 117 |  | 14.5 | 0.000 | 0.000 | 0.000 | 0.000 | 0.000 | 85361010 | 412 Mexiko | Yes | 27142002 | 27142002 | EC002704 | EC002704 | EC002704 | EC002704 | EC002704 | https://pim.woehner.de/en/produkte/03217000A.html
03217100A | 03217 | fuse link 100 A | [5 empty] | fuse link 100 A, -Eaton-, 600 V AC, fast acting, Class J, 29x118 |  | 1 | 109.99 |  |  | 22 | 34 | x |  | 4021267150051 | 29 | 29 | 117 |  | 14.5 | 0.000 | 0.000 | 0.000 | 0.000 | 0.000 | 85361010 | 412 Mexiko | Yes | 27142002 | 27142002 | EC002704 | EC002704 | EC002704 | EC002704 | EC002704 | https://pim.woehner.de/en/produkte/03217100A.html
03219000A | 03219 | fuse link 125 A | [5 empty] | fuse link 125 A, -Mersen-, 600 V AC, fast acting, Class J, 41x146 |  | 1 | 182.32 |  |  | 22 | 34 |  |  | 4021267032197 | 41 | 41 | 146 |  | 38.5 | 0.000 | 0.000 | 0.000 | 0.000 | 0.000 | 85361010 | 412 Mexiko | Yes | 27142002 | 27142002 | EC002704 | EC002704 | EC002704 | EC002704 | EC002704 | https://pim.woehner.de/en/produkte/03219000A.html
03220000A | 03220 | fuse link 150 A | [5 empty] | fuse link 150 A, -Mersen-, 600 V AC, fast acting, Class J, 41x146 |  | 1 | 182.32 |  |  | 22 | 34 |  |  | 4021267032203 | 41 | 41 | 146 |  | 38.5 | 0.000 | 0.000 | 0.000 | 0.000 | 0.000 | 85361010 | 412 Mexiko | Yes | 27142002 | 27142002 | EC002704 | EC002704 | EC002704 | EC002704 | EC002704 | https://pim.woehner.de/en/produkte/03220000A.html
03221000 | 03221 | fuse link 175 A | [5 empty] | fuse link 175 A, -Mersen-, 600 V AC, fast acting, Class J, 41x146 |  | 1 | 310.46 |  |  | 22 | 34 |  |  | 4021267032210 | 41 | 41 | 146 |  | 38.5 | 0.000 | 0.000 | 0.000 | 0.000 | 0.000 | 85361010 | 412 Mexiko | Yes | 27142002 | 27142002 | EC002704 | EC002704 | EC002704 | EC002704 | EC002704 | https://pim.woehner.de/en/produkte/03221000.html
03222000 | 03222 | fuse link 200 A | [5 empty] | fuse link 200 A, -Mersen-, 600 V AC, fast acting, Class J, 41x146 |  | 1 | 273.50 |  |  | 22 | 34 |  |  | 4021267032227 | 41 | 41 | 146 |  | 38.5 | 0.000 | 0.000 | 0.000 | 0.000 | 0.000 | 85361010 | 412 Mexiko | Yes | 27142002 | 27142002 | EC002704 | EC002704 | EC002704 | EC002704 | EC002704 | https://pim.woehner.de/en/produkte/03222000.html
03224000A | 03224 | fuse link 250 A | [5 empty] | fuse link 250 A, -Mersen-, 600 V AC, fast acting, Class J, 54x181 |  | 1 | 457.08 |  |  | 22 | 34 |  |  | 4021267032241 | 54 | 54 | 181 |  | 67.0 | 0.000 | 0.000 | 0.000 | 0.000 | 0.000 | 85361010 | 412 Mexiko | Yes | 27142002 | 27142002 | EC002704 | EC002704 | EC002704 | EC002704 | EC002704 | https://pim.woehner.de/en/produkte/03224000A.html
03224100A | 03224 | fuse link 250 A | [5 empty] | fuse link 250 A, -Eaton-, 600 V AC, fast acting, Class J, 54x181 |  | 1 | 457.08 |  |  | 22 | 34 | x |  | 4021267150068 | 54 | 54 | 181 |  | 67.0 | 0.000 | 0.000 | 0.000 | 0.000 | 0.000 | 85361010 | 412 Mexiko | Yes | 27142002 | 27142002 | EC002704 | EC002704 | EC002704 | EC002704 | EC002704 | https://pim.woehner.de/en/produkte/03224100A.html
03225000A | 03225 | fuse link 300 A | [5 empty] | fuse link 300 A, -Mersen-, 600 V AC, fast acting, Class J, 54x181 |  | 1 | 694.83 |  |  | 22 | 34 |  |  | 4021267032258 | 54 | 54 | 181 |  | 67.0 | 0.000 | 0.000 | 0.000 | 0.000 | 0.000 | 85361010 | 412 Mexiko | Yes | 27142002 | 27142002 | EC002704 | EC002704 | EC002704 | EC002704 | EC002704 | https://pim.woehner.de/en/produkte/03225000A.html
03225100A | 03225 | fuse link 300 A | [5 empty] | fuse link 300 A, -Eaton-, 600 V AC, fast acting, Class J, 54x181 |  | 1 | 694.83 |  |  | 22 | 34 | x |  | 4021267150075 | 54 | 54 | 181 |  | 67.0 | 0.000 | 0.000 | 0.000 | 0.000 | 0.000 | 85361010 | 412 Mexiko | Yes | 27142002 | 27142002 | EC002704 | EC002704 | EC002704 | EC002704 | EC002704 | https://pim.woehner.de/en/produkte/03225100A.html
03226000A | 03226 | fuse link 350 A | [5 empty] | fuse link 350 A, -Mersen-, 600 V AC, fast acting, Class J, 54x181 |  | 1 | 457.08 |  |  | 22 | 34 |  |  | 4021267032265 | 54 | 54 | 181 |  | 67.0 | 0.000 | 0.000 | 0.000 | 0.000 | 0.000 | 85361010 | 412 Mexiko | Yes | 27142002 | 27142002 | EC002704 | EC002704 | EC002704 | EC002704 | EC002704 | https://pim.woehner.de/en/produkte/03226000A.html
03226100A | 03226 | fuse link 350 A | [5 empty] | fuse link 350 A, -Eaton-, 600 V AC, fast acting, Class J, 54x181 |  | 1 | 457.08 |  |  | 22 | 34 | x |  | 4021267150082 | 54 | 54 | 181 |  | 67.0 | 0.000 | 0.000 | 0.000 | 0.000 | 0.000 | 85361010 | 412 Mexiko | Yes | 27142002 | 27142002 | EC002704 | EC002704 | EC002704 | EC002704 | EC002704 | https://pim.woehner.de/en/produkte/03226100A.html
03227000A | 03227 | fuse link 400 A | [5 empty] | fuse link 400 A, -Mersen-, 600 V AC, fast acting, Class J, 54x181 |  | 1 | 698.83 |  |  | 22 | 34 |  |  | 4021267032272 | 54 | 54 | 181 |  | 67.0 | 0.000 | 0.000 | 0.000 | 0.000 | 0.000 | 85361010 | 412 Mexiko | Yes | 27142002 | 27142002 | EC002704 | EC002704 | EC002704 | EC002704 | EC002704 | https://pim.woehner.de/en/produkte/03227000A.html
03227100A | 03227 | fuse link 400 A | [5 empty] | fuse link 400 A, -Eaton-, 600 V AC, fast acting, Class J, 54x181 |  | 1 | 698.83 |  |  | 22 | 34 | x |  | 4021267150099 | 54 | 54 | 181 |  | 67.0 | 0.000 | 0.000 | 0.000 | 0.000 | 0.000 | 85361010 | 412 Mexiko | Yes | 27142002 | 27142002 | EC002704 | EC002704 | EC002704 | EC002704 | EC002704 | https://pim.woehner.de/en/produkte/03227100A.html
03228000 | 03228 | fuse link 70 A | [5 empty] | fuse link 70 A, -Mersen-, 600 V AC, time delay, Class J, 29x118 |  | 5 | 119.58 |  |  | 22 | 33 |  |  | 4021267032289 | 29 | 29 | 117 |  | 14.5 | 0.000 | 0.000 | 0.000 | 0.000 | 0.000 | 85361090 | 412 Mexiko | Yes | 27142002 | 27142002 | EC002704 | EC002704 | EC002704 | EC002704 | EC002704 | https://pim.woehner.de/en/produkte/03228000.html
03228100 | 03228 | fuse link 70 A | [5 empty] | fuse link 70 A, -Eaton-, 600 V AC, time delay, Class J, 29x118 |  | 1 | 119.58 |  |  | 22 | 33 | x |  | 4021267150105 | 29 | 29 | 117 |  | 14.5 | 0.000 | 0.000 | 0.000 | 0.000 | 0.000 | 85361090 | 412 Mexiko | Yes | 27142002 | 27142002 | EC002704 | EC002704 | EC002704 | EC002704 | EC002704 | https://pim.woehner.de/en/produkte/03228100.html
03229000 | 03229 | fuse link 80 A | [5 empty] | fuse link 80 A, -Mersen-, 600 V AC, time delay, Class J, 29x118 |  | 5 | 119.58 |  |  | 22 | 33 |  |  | 4021267032296 | 29 | 29 | 117 |  | 14.5 | 0.000 | 0.000 | 0.000 | 0.000 | 0.000 | 85361090 | 412 Mexiko | Yes | 27142002 | 27142002 | EC002704 | EC002704 | EC002704 | EC002704 | EC002704 | https://pim.woehner.de/en/produkte/03229000.html
03229100 | 03229 | fuse link 80 A | [5 empty] | fuse link 80 A, -Eaton-, 600 V AC, time delay, Class J, 29x118 |  | 1 | 119.58 |  |  | 22 | 33 | x |  | 4021267150112 | 29 | 29 | 117 |  | 14.5 | 0.000 | 0.000 | 0.000 | 0.000 | 0.000 | 85361090 | 412 Mexiko | Yes | 27142002 | 27142002 | EC002704 | EC002704 | EC002704 | EC002704 | EC002704 | https://pim.woehner.de/en/produkte/03229100.html
03230000 | 03230 | fuse link 90 A | [5 empty] | fuse link 90 A, -Mersen-, 600 V AC, time delay, Class J, 29x118 |  | 5 | 119.58 |  |  | 22 | 33 |  |  | 4021267032302 | 29 | 29 | 117 |  | 14.5 | 0.000 | 0.000 | 0.000 | 0.000 | 0.000 | 85361090 | 412 Mexiko | Yes | 27142002 | 27142002 | EC002704 | EC002704 | EC002704 | EC002704 | EC002704 | https://pim.woehner.de/en/produkte/03230000.html
03230100 | 03230 | fuse link 90 A | [5 empty] | fuse link 90 A, -Eaton-, 600 V AC, time delay, Class J, 29x118 |  | 1 | 119.58 |  |  | 22 | 33 | x |  | 4021267150129 | 29 | 29 | 117 |  | 14.5 | 0.000 | 0.000 | 0.000 | 0.000 | 0.000 | 85361090 | 412 Mexiko | Yes | 27142002 | 27142002 | EC002704 | EC002704 | EC002704 | EC002704 | EC002704 | https://pim.woehner.de/en/produkte/03230100.html
03231000 | 03231 | fuse link 100 A | [5 empty] | fuse link 100 A, -Mersen-, 600 V AC, time delay, Class J, 29x118 |  | 5 | 119.58 |  |  | 22 | 33 |  |  | 4021267032319 | 29 | 29 | 117 |  | 14.5 | 0.000 | 0.000 | 0.000 | 0.000 | 0.000 | 85361090 | 412 Mexiko | Yes | 27142002 | 27142002 | EC002704 | EC002704 | EC002704 | EC002704 | EC002704 | https://pim.woehner.de/en/produkte/03231000.html
03231100 | 03231 | fuse link 100 A | [5 empty] | fuse link 100 A, -Eaton-, 600 V AC, time delay, Class J, 29x118 |  | 1 | 119.58 |  |  | 22 | 33 | x |  | 4021267150136 | 29 | 29 | 117 |  | 14.5 | 0.000 | 0.000 | 0.000 | 0.000 | 0.000 | 85361090 | 412 Mexiko | Yes | 27142002 | 27142002 | EC002704 | EC002704 | EC002704 | EC002704 | EC002704 | https://pim.woehner.de/en/produkte/03231100.html
03233000 | 03233 | fuse link 125 A | [5 empty] | fuse link 125 A, -Mersen-, 600 V AC, time delay, Class J, 41x146 |  | 1 | 239.32 |  |  | 22 | 33 |  |  | 4021267032333 | 41 | 41 | 146 |  | 35.5 | 0.000 | 0.000 | 0.000 | 0.000 | 0.000 | 85361090 | 412 Mexiko | Yes | 27142002 | 27142002 | EC002704 | EC002704 | EC002704 | EC002704 | EC002704 | https://pim.woehner.de/en/produkte/03233000.html
03233100 | 03233 | fuse link 125 A | [5 empty] | fuse link 125 A, -Eaton-, 600 V AC, time delay, Class J, 41x146 |  | 1 | 239.32 |  |  | 22 | 33 | x |  | 4021267150143 | 41 | 41 | 146 |  | 35.5 | 0.000 | 0.000 | 0.000 | 0.000 | 0.000 | 85361090 | 412 Mexiko | Yes | 27142002 | 27142002 | EC002704 | EC002704 | EC002704 | EC002704 | EC002704 | https://pim.woehner.de/en/produkte/03233100.html
03234000 | 03234 | fuse link 150 A | [5 empty] | fuse link 150 A, -Mersen-, 600 V AC, time delay, Class J, 41x146 |  | 1 | 239.32 |  |  | 22 | 33 |  |  | 4021267032340 | 41 | 41 | 146 |  | 35.5 | 0.000 | 0.000 | 0.000 | 0.000 | 0.000 | 85361090 | 412 Mexiko | Yes | 27142002 | 27142002 | EC002704 | EC002704 | EC002704 | EC002704 | EC002704 | https://pim.woehner.de/en/produkte/03234000.html
03234100 | 03234 | fuse link 150 A | [5 empty] | fuse link 150 A, -Eaton-, 600 V AC, time delay, Class J, 41x146 |  | 1 | 239.32 |  |  | 22 | 33 | x |  | 4021267150150 | 41 | 41 | 146 |  | 35.5 | 0.000 | 0.000 | 0.000 | 0.000 | 0.000 | 85361090 | 412 Mexiko | Yes | 27142002 | 27142002 | EC002704 | EC002704 | EC002704 | EC002704 | EC002704 | https://pim.woehner.de/en/produkte/03234100.html
03235000 | 03235 | fuse link 175 A | [5 empty] | fuse link 175 A, -Mersen-, 600 V AC, time delay, Class J, 41x146 |  | 1 | 239.32 |  |  | 22 | 33 |  |  | 4021267032357 | 41 | 41 | 146 |  | 35.5 | 0.000 | 0.000 | 0.000 | 0.000 | 0.000 | 85361090 | 412 Mexiko | Yes | 27142002 | 27142002 | EC002704 | EC002704 | EC002704 | EC002704 | EC002704 | https://pim.woehner.de/en/produkte/03235000.html
03235100 | 03235 | fuse link 175 A | [5 empty] | fuse link 175 A, -Eaton-, 600 V AC, time delay, Class J, 41x146 |  | 1 | 239.32 |  |  | 22 | 33 | x |  | 4021267150167 | 41 | 41 | 146 |  | 35.5 | 0.000 | 0.000 | 0.000 | 0.000 | 0.000 | 85361090 | 412 Mexiko | Yes | 27142002 | 27142002 | EC002704 | EC002704 | EC002704 | EC002704 | EC002704 | https://pim.woehner.de/en/produkte/03235100.html
03236000 | 03236 | fuse link 200 A | [5 empty] | fuse link 200 A, -Mersen-, 600 V AC, time delay, Class J, 41x146 |  | 1 | 239.32 |  |  | 22 | 33 |  |  | 4021267032364 | 41 | 41 | 146 |  | 35.5 | 0.000 | 0.000 | 0.000 | 0.000 | 0.000 | 85361090 | 412 Mexiko | Yes | 27142002 | 27142002 | EC002704 | EC002704 | EC002704 | EC002704 | EC002704 | https://pim.woehner.de/en/produkte/03236000.html
03236100 | 03236 | fuse link 200 A | [5 empty] | fuse link 200 A, -Eaton-, 600 V AC, time delay, Class J, 41x146 |  | 1 | 239.32 |  |  | 22 | 33 | x |  | 4021267150174 | 41 | 41 | 146 |  | 35.5 | 0.000 | 0.000 | 0.000 | 0.000 | 0.000 | 85361090 | 412 Mexiko | Yes | 27142002 | 27142002 | EC002704 | EC002704 | EC002704 | EC002704 | EC002704 | https://pim.woehner.de/en/produkte/03236100.html
03238000 | 03238 | fuse link 250 A | [5 empty] | fuse link 250 A, -Mersen-, 600 V AC, time delay, Class J, 54x181 |  | 1 | 478.50 |  |  | 22 | 33 |  |  | 4021267032388 | 54 | 54 | 181 |  | 67.0 | 0.000 | 0.000 | 0.000 | 0.000 | 0.000 | 85361090 | 412 Mexiko | Yes | 27142002 | 27142002 | EC002704 | EC002704 | EC002704 | EC002704 | EC002704 | https://pim.woehner.de/en/produkte/03238000.html
03238100 | 03238 | fuse link 250 A | [5 empty] | fuse link 250 A, -Eaton-, 600 V AC, time delay, Class J, 54x181 |  | 1 | 478.50 |  |  | 22 | 33 | x |  | 4021267150181 | 54 | 54 | 181 |  | 67.0 | 0.000 | 0.000 | 0.000 | 0.000 | 0.000 | 85361090 | 412 Mexiko | Yes | 27142002 | 27142002 | EC002704 | EC002704 | EC002704 | EC002704 | EC002704 | https://pim.woehner.de/en/produkte/03238100.html
03239000 | 03239 | fuse link 300 A | [5 empty] | fuse link 300 A, -Mersen-, 600 V AC, time delay, Class J, 54x181 |  | 1 | 478.50 |  |  | 22 | 33 |  |  | 4021267032395 | 54 | 54 | 181 |  | 67.0 | 0.000 | 0.000 | 0.000 | 0.000 | 0.000 | 85361090 | 412 Mexiko | Yes | 27142002 | 27142002 | EC002704 | EC002704 | EC002704 | EC002704 | EC002704 | https://pim.woehner.de/en/produkte/03239000.html
03239100 | 03239 | fuse link 300 A | [5 empty] | fuse link 300 A, -Eaton-, 600 V AC, time delay, Class J, 54x181 |  | 1 | 478.50 |  |  | 22 | 33 | x |  | 4021267150198 | 54 | 54 | 181 |  | 67.0 | 0.000 | 0.000 | 0.000 | 0.000 | 0.000 | 85361090 | 412 Mexiko | Yes | 27142002 | 27142002 | EC002704 | EC002704 | EC002704 | EC002704 | EC002704 | https://pim.woehner.de/en/produkte/03239100.html
03240000 | 03240 | fuse link 350 A | [5 empty] | fuse link 350 A, -Mersen-, 600 V AC, time delay, Class J, 54x181 |  | 1 | 478.50 |  |  | 22 | 33 |  |  | 4021267032401 | 54 | 54 | 181 |  | 67.0 | 0.000 | 0.000 | 0.000 | 0.000 | 0.000 | 85361090 | 412 Mexiko | Yes | 27142002 | 27142002 | EC002704 | EC002704 | EC002704 | EC002704 | EC002704 | https://pim.woehner.de/en/produkte/03240000.html
03240100 | 03240 | fuse link 350 A | [5 empty] | fuse link 350 A, -Eaton-, 600 V AC, time delay, Class J, 54x181 |  | 1 | 478.50 |  |  | 22 | 33 | x |  | 4021267150204 | 54 | 54 | 181 |  | 67.0 | 0.000 | 0.000 | 0.000 | 0.000 | 0.000 | 85361090 | 412 Mexiko | Yes | 27142002 | 27142002 | EC002704 | EC002704 | EC002704 | EC002704 | EC002704 | https://pim.woehner.de/en/produkte/03240100.html
03241000 | 03241 | fuse link 400 A | [5 empty] | fuse link 400 A, -Mersen-, 600 V AC, time delay, Class J, 54x181 |  | 1 | 478.50 |  |  | 22 | 33 |  |  | 4021267032418 | 54 | 54 | 181 |  | 67.0 | 0.000 | 0.000 | 0.000 | 0.000 | 0.000 | 85361090 | 412 Mexiko | Yes | 27142002 | 27142002 | EC002704 | EC002704 | EC002704 | EC002704 | EC002704 | https://pim.woehner.de/en/produkte/03241000.html
03241100 | 03241 | fuse link 400 A | [5 empty] | fuse link 400 A, -Eaton-, 600 V AC, time delay, Class J, 54x181 |  | 1 | 478.50 |  |  | 22 | 33 | x |  | 4021267150211 | 54 | 54 | 181 |  | 67.0 | 0.000 | 0.000 | 0.000 | 0.000 | 0.000 | 85361090 | 412 Mexiko | Yes | 27142002 | 27142002 | EC002704 | EC002704 | EC002704 | EC002704 | EC002704 | https://pim.woehner.de/en/produkte/03241100.html
03242000 | 03242 | NH busbar mounted fuse base, 400 A | [5 empty] | NH busbar mounted fuse base, 400 A | 60Classic | 1 | 273.94 |  |  | 10 | 59 | x |  | 4021267032425 |  |  |  |  | 189.5 | 0.744 | 0.000 | 1.032 |  |  | 85361090 | 004 Deutschland | Yes | 27142106 | 27142106 | EC000067 | EC000067 | EC000067 | EC000067 | EC000067 | https://pim.woehner.de/en/produkte/03242000.html
03243000 | 03243 | NH fuse 125 A | [5 empty] | NH fuse 125 A, 400 V, gG, size 000 |  | 3 | 26.04 |  |  | 22 | 11 |  |  | 4021267032432 |  |  |  | 6.8 | 12.2 | 0.000 | 0.000 | 0.000 |  |  | 85361090 | 061 Tschechien | Yes | 27142005 | 27142005 | EC000055 | EC000055 | EC000055 | EC000055 | EC000055 | https://pim.woehner.de/en/produkte/03243000.html
03289000 | 03289 | NH fuse-base 250 A, panel mounting, for PV | [5 empty] | NH fuse-base 250 A, panel mounting, for PV, incoming connection screw M10, outgoing connection to busbar 2x 30 x 10, size 1XL / 1P, with touch protection, for mounting plate | Panel | 3 | 84.34 |  |  | 10 | 07 |  | x | 4021267032890 | 60 | 102 | 266 | 5.5 | 58.0 | 0.139 | 0.000 | 0.585 |  |  | 85351000 | 004 Deutschland | Yes | 27142106 | 27142106 | EC000067 | EC000067 | EC000067 | EC000067 | EC000067 | https://pim.woehner.de/en/produkte/03289000.html
03290000 | 03290 | NH fuse-base 250 A, panel mounting, for PV | [5 empty] | NH fuse-base 250 A, panel mounting, for PV, both sides screw M10, size 1XL / 1P, with touch protection, for mounting plate | Panel | 3 | 76.03 |  |  | 10 | 07 |  |  | 4021267032906 | 60 | 102 | 254 | 5.5 | 51.0 | 0.097 | 0.000 | 0.400 |  |  | 85351000 | 004 Deutschland | Yes | 27142106 | 27142106 | EC000067 | EC000067 | EC000067 | EC000067 | EC000067 | https://pim.woehner.de/en/produkte/03290000.html
03293000 | 03293 | NH fuse-base 600 A, panel mounting, for PV | [5 empty] | NH fuse-base 600 A, panel mounting, for PV , incoming connection screw M10, outgoing connection to busbar 2x 40 x 10, size 2XL / 3L, 1P, with touch protection, for mounting plate | Panel | 3 | 135.47 |  |  | 10 | 13 |  |  | 4021267032937 | 81 | 147 | 265 | 13.8 | 110.0 | 0.447 | 0.000 | 1.094 |  |  | 85351000 | 004 Deutschland | Yes | 27142106 | 27142106 | EC000067 | EC000067 | EC000067 | EC000067 | EC000067 | https://pim.woehner.de/en/produkte/03293000.html
03294000 | 03294 | NH fuse-base 600 A, panel mounting, for PV | [5 empty] | NH fuse-base 600 A, panel mounting, for PV, both sides screw M12, size 2XL / 3L, 1P, with touch protection, for mounting plate | Panel | 3 | 125.38 |  |  | 10 | 13 |  |  | 4021267032944 | 81 | 147 | 299 | 13.8 | 106.0 | 0.412 | 0.000 | 1.094 |  |  | 85351000 | 004 Deutschland | Yes | 27142106 | 27142106 | EC000067 | EC000067 | EC000067 | EC000067 | EC000067 | https://pim.woehner.de/en/produkte/03294000.html
03299000 | 03299 | NH fuse-base 160 A |  | connection top or bottom | 12, 15, 20, 25, 30 x 5, 10 and section busbars |  |  | NH fuse-base 160 A, screw M8, size 00 / 3P, connection top or bottom | 60Classic | 1 | 64.59 |  |  | 10 | 51 |  |  | 4021267032999 | 106 | 90 | 200 | 13.0 | 87.0 | 0.203 | 0.000 | 0.690 |  |  | 85361090 | 004 Deutschland | No | 27142106 | 27142106 | EC000067 | EC000067 | EC000067 | EC000067 | EC000067 | https://pim.woehner.de/en/produkte/03299000.html
03300000 | 03300 | NH fuse base 250 A |  | connection top or bottom | 12, 15, 20, 25, 30 x 5, 10 and section busbars |  |  | NH fuse base 250 A, box terminal, size 1 / 3P, connection top or bottom | 60Classic | 1 | 298.83 |  |  | 10 | 54 |  |  | 4021267033002 | 184 | 132 | 210 | 31.4 | 210.5 | 0.602 | 0.252 | 1.350 |  |  | 85361090 | 004 Deutschland | No | 27142106 | 27142106 | EC000067 | EC000067 | EC000067 | EC000067 | EC000067 | https://pim.woehner.de/en/produkte/03300000.html
03301000 | 03301 | NH fuse base 250 A |  | connection top or bottom | 12, 15, 20, 25, 30 x 5, 10 and section busbars |  |  | NH fuse base 250 A, screw M10, size 1 / 3P, connection top or bottom | 60Classic | 1 | 255.33 |  |  | 10 | 54 |  |  | 4021267033019 | 184 | 132 | 210 | 31.4 | 198.5 | 0.565 | 0.000 | 1.284 |  |  | 85361090 | 004 Deutschland | No | 27142106 | 27142106 | EC000067 | EC000067 | EC000067 | EC000067 | EC000067 | https://pim.woehner.de/en/produkte/03301000.html
03350000 | 03350 | NH fuse-base 160 A | [5 empty] | NH fuse-base 160 A, both sides screw M8, without barrier, size 00 / 1P, for mounting plate | Panel | 10 | 13.09 |  |  | 10 | 03 |  |  | 4021267033507 | 36 | 88 | 145 | 4.2 | 12.6 | 0.033 | 0.000 | 0.202 |  |  | 85361090 | 061 Tschechien | Yes | 27142106 | 27142106 | EC000067 | EC000067 | EC000067 | EC000067 | EC000067 | https://pim.woehner.de/en/produkte/03350000.html
03351000 | 03351 | NH fuse-base 160 A | [5 empty] | NH fuse-base 160 A, both sides screw, with 2 barriers, size 00 / 3P, for mounting plate | Panel | 4 | 36.69 |  |  | 10 | 15 |  |  | 4021267033514 | 97 | 88 | 145 | 12.5 | 45.7 | 0.099 | 0.000 | 0.606 |  |  | 85361090 | 004 Deutschland | Yes | 27142106 | 27142106 | EC000067 | EC000067 | EC000067 | EC000067 | EC000067 | https://pim.woehner.de/en/produkte/03351000.html
03354000 | 03354 | NH fuse-base 160 A | [5 empty] | NH fuse-base 160 A, both sides terminal, without barrier, size 00 / 1P, for mounting plate | Panel | 10 | 13.09 |  |  | 10 | 03 |  |  | 4021267033545 | 36 | 88 | 145 | 4.2 | 13.0 | 0.033 | 0.000 | 0.188 |  |  | 85361090 | 061 Tschechien | Yes | 27142106 | 27142106 | EC000067 | EC000067 | EC000067 | EC000067 | EC000067 | https://pim.woehner.de/en/produkte/03354000.html
03355000 | 03355 | NH fuse-base 160 A | [5 empty] | NH fuse-base 160 A, both sides clamp, with 2 barriers, size 00 / 3P, for mounting plate | Panel | 4 | 37.24 |  |  | 10 | 15 |  |  | 4021267033552 | 97 | 88 | 145 | 12.5 | 45.5 | 0.101 | 0.000 | 0.564 |  |  | 85361090 | 004 Deutschland | Yes | 27142106 | 27142106 | EC000067 | EC000067 | EC000067 | EC000067 | EC000067 | https://pim.woehner.de/en/produkte/03355000.html
03359000 | 03359 | barrier support, for lateral barrier |  |  |  | 03350, 03351, 03354, 03355 |  | barrier support, for lateral barrier , for 03350, 03351, 03354, 03355 |  | 10 | 1.94 |  |  | 10 | 66 |  |  | 4021267033590 | 12 | 3 | 70 | 0.0 | 0.8 | 0.000 | 0.000 | 0.000 |  |  | 85389099 | 004 Deutschland | Yes | 27149217 | 27149217 | EC001660 | EC001660 | EC001660 | EC001660 | EC001660 | https://pim.woehner.de/en/produkte/03359000.html
03369000 | 03369 | NH fuse-base 160 A | [5 empty] | NH fuse-base 160 A, clamp, size 00 / 1P | 60Classic, 100Energy | 10 | 15.89 |  |  | 10 | 27 |  |  | 4021267033699 | 35 | 86 | 102 | 4.7 | 14.9 | 0.046 | 0.000 | 0.290 |  |  | 85361090 | 061 Tschechien | Yes | 27142106 | 27142106 | EC000067 | EC000067 | EC000067 | EC000067 | EC000067 | https://pim.woehner.de/en/produkte/03369000.html
03370000 | 03370 | NH fuse-base 160 A | [5 empty] | NH fuse-base 160 A, screw, size 00 / 1P | 60Classic, 100Energy | 10 | 15.89 |  |  | 10 | 27 |  |  | 4021267033705 | 35 | 86 | 102 | 4.7 | 14.2 | 0.045 | 0.000 | 0.297 |  |  | 85361090 | 061 Tschechien | Yes | 27142106 | 27142106 | EC000067 | EC000067 | EC000067 | EC000067 | EC000067 | https://pim.woehner.de/en/produkte/03370000.html
03377000 | 03377 | barrier |  |  |  | 03350, 03351, 03354, 03355 |  | barrier, for 03350, 03351, 03354, 03355 |  | 100 | 1.15 |  |  | 10 | 66 |  |  | 4021267033774 | 1 | 70 | 125 | 0.0 | 2.2 | 0.000 | 0.000 | 0.000 |  |  | 85389099 | 004 Deutschland | Yes | 27149217 | 27149217 | EC001660 | EC001660 | EC001660 | EC001660 | EC001660 | https://pim.woehner.de/en/produkte/03377000.html
03384000 | 03384 | NH busbar mounted fuse base, 250 A | [5 empty] | NH busbar mounted fuse base, 250 A, screw, size 1 / 1P | 100Energy | 3 | 61.78 |  |  | 10 | 30 |  |  | 4021267033842 | 60 | 110 | 175 | 7.3 | 54.0 | 0.183 | 0.000 | 0.620 |  |  | 85361090 | 004 Deutschland | Yes | 27142106 | 27142106 | EC000067 | EC000067 | EC000067 | EC000067 | EC000067 | https://pim.woehner.de/en/produkte/03384000.html
03502000 | 03502 | NH fuse extractor handle | [5 empty] | NH fuse extractor handle, without sleeve, size 000 - 3 |  | 1 | 24.17 |  |  | 10 | 66 |  |  | 4021267035020 |  |  |  | 0.0 | 28.4 | 0.000 | 0.000 | 0.000 |  |  | 85389099 | 004 Deutschland | Yes | 27142190 | 27142190 | EC002181 | EC002181 | EC002181 | EC002181 | EC002181 | https://pim.woehner.de/en/produkte/03502000.html
03519000 | 03519 | neutral conductor 160 A | [5 empty] | neutral conductor 160 A, screw M8 at both sides, for mounting plate | Panel | 10 | 11.00 |  |  | 10 | 65 |  |  | 4021267035198 | 39 | 27 | 124 | 8.0 | 14.2 | 0.000 | 0.025 | 0.000 |  |  | 85361090 | 061 Tschechien | Yes | 27141120 | 27141120 | EC002498 | EC002498 | EC002498 | EC002498 | EC002498 | https://pim.woehner.de/en/produkte/03519000.html
03523000A | 03523 | NH fuse 6 A | [5 empty] | NH fuse 6 A, 500 V, gG, size 000 |  | 3 | 11.07 |  |  | 22 | 11 |  |  | 4021267035235 |  |  |  | 1.6 | 13.0 | 0.000 | 0.000 | 0.000 |  |  | 85361010 | 064 Ungarn | Yes | 27142005 | 27142005 | EC000055 | EC000055 | EC000055 | EC000055 | EC000055 | https://pim.woehner.de/en/produkte/03523000A.html
03524000A | 03524 | NH fuse 10 A | [5 empty] | NH fuse 10 A, 500 V, gG, size 000 |  | 3 | 7.52 |  |  | 22 | 11 |  |  | 4021267035242 |  |  |  | 1.1 | 13.0 | 0.000 | 0.000 | 0.000 |  |  | 85361050 | 064 Ungarn | Yes | 27142005 | 27142005 | EC000055 | EC000055 | EC000055 | EC000055 | EC000055 | https://pim.woehner.de/en/produkte/03524000A.html
03525000A | 03525 | NH fuse 16 A | [5 empty] | NH fuse 16 A, 500 V, gG, size 000 |  | 3 | 7.52 |  |  | 22 | 11 |  |  | 4021267035259 |  |  |  | 1.8 | 13.0 | 0.000 | 0.000 | 0.000 |  |  | 85361010 | 064 Ungarn | Yes | 27142005 | 27142005 | EC000055 | EC000055 | EC000055 | EC000055 | EC000055 | https://pim.woehner.de/en/produkte/03525000A.html
03526000A | 03526 | NH fuse 20 A | [5 empty] | NH fuse 20 A, 500 V, gG, size 000 |  | 3 | 7.52 |  |  | 22 | 11 |  |  | 4021267035266 |  |  |  | 2.3 | 13.0 | 0.000 | 0.000 | 0.000 |  |  | 85361050 | 064 Ungarn | Yes | 27142005 | 27142005 | EC000055 | EC000055 | EC000055 | EC000055 | EC000055 | https://pim.woehner.de/en/produkte/03526000A.html
03527000A | 03527 | NH fuse 25 A | [5 empty] | NH fuse 25 A, 500 V, gG, size 000 |  | 3 | 7.52 |  |  | 22 | 11 |  |  | 4021267035273 |  |  |  | 2.4 | 13.0 | 0.000 | 0.000 | 0.000 |  |  | 85361050 | 064 Ungarn | Yes | 27142005 | 27142005 | EC000055 | EC000055 | EC000055 | EC000055 | EC000055 | https://pim.woehner.de/en/produkte/03527000A.html
03528000A | 03528 | NH fuse 35 A | [5 empty] | NH fuse 35 A, 500 V, gG, size 000 |  | 3 | 7.52 |  |  | 22 | 11 |  |  | 4021267035280 |  |  |  | 3.0 | 13.0 | 0.000 | 0.000 | 0.000 |  |  | 85361050 | 064 Ungarn | Yes | 27142005 | 27142005 | EC000055 | EC000055 | EC000055 | EC000055 | EC000055 | https://pim.woehner.de/en/produkte/03528000A.html
03529000A | 03529 | NH fuse 50 A | [5 empty] | NH fuse 50 A, 500 V, gG, size 000 |  | 3 | 7.52 |  |  | 22 | 11 |  |  | 4021267035297 |  |  |  | 4.1 | 13.0 | 0.000 | 0.000 | 0.000 |  |  | 85361050 | 064 Ungarn | Yes | 27142005 | 27142005 | EC000055 | EC000055 | EC000055 | EC000055 | EC000055 | https://pim.woehner.de/en/produkte/03529000A.html
03530000A | 03530 | NH fuse 63 A | [5 empty] | NH fuse 63 A, 500 V, gG, size 000 |  | 3 | 7.52 |  |  | 22 | 11 |  |  | 4021267035303 |  |  |  | 5.4 | 13.0 | 0.000 | 0.000 | 0.000 |  |  | 85361050 | 064 Ungarn | Yes | 27142005 | 27142005 | EC000055 | EC000055 | EC000055 | EC000055 | EC000055 | https://pim.woehner.de/en/produkte/03530000A.html
03531000A | 03531 | NH fuse 80 A | [5 empty] | NH fuse 80 A, 500 V, gG, size 000 |  | 3 | 7.52 |  |  | 22 | 11 |  |  | 4021267035310 |  |  |  | 6.5 | 13.0 | 0.000 | 0.000 | 0.000 |  |  | 85361090 | 064 Ungarn | Yes | 27142005 | 27142005 | EC000055 | EC000055 | EC000055 | EC000055 | EC000055 | https://pim.woehner.de/en/produkte/03531000A.html
03532000A | 03532 | NH fuse 100 A | [5 empty] | NH fuse 100 A, 500 V, gG, size 000 |  | 3 | 7.52 |  |  | 22 | 11 |  |  | 4021267035327 |  |  |  | 7.5 | 13.0 | 0.000 | 0.000 | 0.000 |  |  | 85361090 | 064 Ungarn | Yes | 27142005 | 27142005 | EC000055 | EC000055 | EC000055 | EC000055 | EC000055 | https://pim.woehner.de/en/produkte/03532000A.html
03533000A | 03533 | NH fuse 125 A | [5 empty] | NH fuse 125 A, 500 V, gG, size 00 |  | 3 | 8.94 |  |  | 22 | 11 |  |  | 4021267035334 |  |  |  | 10.0 | 20.0 | 0.000 | 0.000 | 0.000 |  |  | 85361090 | 064 Ungarn | Yes | 27142005 | 27142005 | EC000055 | EC000055 | EC000055 | EC000055 | EC000055 | https://pim.woehner.de/en/produkte/03533000A.html
03534000A | 03534 | NH fuse 160 A | [5 empty] | NH fuse 160 A, 500 V, gG, size 00 |  | 3 | 8.94 |  |  | 22 | 11 |  |  | 4021267035341 |  |  |  | 11.3 | 20.0 | 0.000 | 0.000 | 0.000 |  |  | 85361090 | 064 Ungarn | Yes | 27142005 | 27142005 | EC000055 | EC000055 | EC000055 | EC000055 | EC000055 | https://pim.woehner.de/en/produkte/03534000A.html
03535000A | 03535 | NH fuse 32 A | [5 empty] | NH fuse 32 A, 500 V, gG, size 000 |  | 3 | 7.52 |  |  | 22 | 11 |  |  | 4021267035358 |  |  |  | 3.1 | 13.0 | 0.000 | 0.000 | 0.000 |  |  | 85361050 | 064 Ungarn | Yes | 27142005 | 27142005 | EC000055 | EC000055 | EC000055 | EC000055 | EC000055 | https://pim.woehner.de/en/produkte/03535000A.html
03536000A | 03536 | NH fuse 40 A | [5 empty] | NH fuse 40 A, 500 V, gG, size 000 |  | 3 | 7.52 |  |  | 22 | 11 |  |  | 4021267035365 |  |  |  | 3.7 | 13.0 | 0.000 | 0.000 | 0.000 |  |  | 85361050 | 064 Ungarn | Yes | 27142005 | 27142005 | EC000055 | EC000055 | EC000055 | EC000055 | EC000055 | https://pim.woehner.de/en/produkte/03536000A.html
03550000A | 03550 | NH fuse 20 A | [5 empty] | NH fuse 20 A, 500 V, gG, size 1 |  | 3 | 11.80 |  |  | 22 | 11 |  |  | 4021267035501 |  |  |  | 2.3 | 28.0 | 0.000 | 0.000 | 0.000 |  |  | 85361050 | 064 Ungarn | Yes | 27142005 | 27142005 | EC000055 | EC000055 | EC000055 | EC000055 | EC000055 | https://pim.woehner.de/en/produkte/03550000A.html
03552000 | 03552 | NH fuse 35 A | [5 empty] | NH fuse 35 A, 500 V, gG, size 1 |  | 3 | 11.80 |  |  | 22 | 11 |  |  | 4021267035525 |  |  |  | 3.1 | 28.0 | 0.000 | 0.000 | 0.000 |  |  | 85361050 | 064 Ungarn | Yes | 27142005 | 27142005 | EC000055 | EC000055 | EC000055 | EC000055 | EC000055 | https://pim.woehner.de/en/produkte/03552000.html
03553000A | 03553 | NH fuse 50 A | [5 empty] | NH fuse 50 A, 500 V, gG, size 1 |  | 3 | 11.80 |  |  | 22 | 11 |  |  | 4021267035532 |  |  |  | 4.1 | 28.0 | 0.000 | 0.000 | 0.000 |  |  | 85361050 | 064 Ungarn | Yes | 27142005 | 27142005 | EC000055 | EC000055 | EC000055 | EC000055 | EC000055 | https://pim.woehner.de/en/produkte/03553000A.html
03555000A | 03555 | NH fuse 80 A | [5 empty] | NH fuse 80 A, 500 V, gG, size 1 |  | 3 | 11.80 |  |  | 22 | 11 |  |  | 4021267035556 |  |  |  | 8.0 | 28.0 | 0.000 | 0.000 | 0.000 |  |  | 85361090 | 064 Ungarn | Yes | 27142005 | 27142005 | EC000055 | EC000055 | EC000055 | EC000055 | EC000055 | https://pim.woehner.de/en/produkte/03555000A.html
03556000A | 03556 | NH fuse 100 A | [5 empty] | NH fuse 100 A, 500 V, gG, size 1 |  | 3 | 11.80 |  |  | 22 | 11 |  |  | 4021267035563 |  |  |  | 9.4 | 28.0 | 0.000 | 0.000 | 0.000 |  |  | 85361090 | 064 Ungarn | Yes | 27142005 | 27142005 | EC000055 | EC000055 | EC000055 | EC000055 | EC000055 | https://pim.woehner.de/en/produkte/03556000A.html
03557000A | 03557 | NH fuse 125 A | [5 empty] | NH fuse 125 A, 500 V, gG, size 1 |  | 3 | 11.80 |  |  | 22 | 11 |  |  | 4021267035570 |  |  |  | 11.8 | 28.0 | 0.000 | 0.000 | 0.000 |  |  | 85361090 | 064 Ungarn | Yes | 27142005 | 27142005 | EC000055 | EC000055 | EC000055 | EC000055 | EC000055 | https://pim.woehner.de/en/produkte/03557000A.html
03558000A | 03558 | NH fuse 160 A | [5 empty] | NH fuse 160 A, 500 V, gG, size 1 |  | 3 | 11.80 |  |  | 22 | 11 |  |  | 4021267035587 |  |  |  | 14.6 | 42.0 | 0.000 | 0.000 | 0.000 |  |  | 85361090 | 064 Ungarn | Yes | 27142005 | 27142005 | EC000055 | EC000055 | EC000055 | EC000055 | EC000055 | https://pim.woehner.de/en/produkte/03558000A.html
03559000A | 03559 | NH fuse 200 A | [5 empty] | NH fuse 200 A, 500 V, gG, size 1 |  | 3 | 15.55 |  |  | 22 | 11 |  |  | 4021267035594 |  |  |  | 18.0 | 42.0 | 0.000 | 0.000 | 0.000 |  |  | 85361090 | 064 Ungarn | Yes | 27142005 | 27142005 | EC000055 | EC000055 | EC000055 | EC000055 | EC000055 | https://pim.woehner.de/en/produkte/03559000A.html
03560000A | 03560 | NH fuse 224 A | [5 empty] | NH fuse 224 A, 500 V, gG, size 1 |  | 3 | 15.55 |  |  | 22 | 11 |  |  | 4021267035600 |  |  |  | 19.0 | 42.0 | 0.000 | 0.000 | 0.000 |  |  | 85361090 | 064 Ungarn | Yes | 27142005 | 27142005 | EC000055 | EC000055 | EC000055 | EC000055 | EC000055 | https://pim.woehner.de/en/produkte/03560000A.html
03561000A | 03561 | NH fuse 250 A | [5 empty] | NH fuse 250 A, 500 V, gG, size 1 |  | 3 | 15.55 |  |  | 22 | 11 |  |  | 4021267035617 |  |  |  | 20.0 | 42.0 | 0.000 | 0.000 | 0.000 |  |  | 85361090 | 064 Ungarn | Yes | 27142005 | 27142005 | EC000055 | EC000055 | EC000055 | EC000055 | EC000055 | https://pim.woehner.de/en/produkte/03561000A.html
03566000A | 03566 | NH fuse 100 A | [5 empty] | NH fuse 100 A, 500 V, gG, size 2 |  | 3 | 17.09 |  |  | 22 | 11 |  |  | 4021267035662 |  |  |  | 10.7 | 42.0 | 0.000 | 0.000 | 0.000 |  |  | 85361090 | 064 Ungarn | Yes | 27142005 | 27142005 | EC000055 | EC000055 | EC000055 | EC000055 | EC000055 | https://pim.woehner.de/en/produkte/03566000A.html
03568000A | 03568 | NH fuse 160 A | [5 empty] | NH fuse 160 A, 500 V, gG, size 2 |  | 3 | 17.09 |  |  | 22 | 11 |  |  | 4021267035686 |  |  |  | 15.0 | 42.0 | 0.000 | 0.000 | 0.000 |  |  | 85361090 | 064 Ungarn | Yes | 27142005 | 27142005 | EC000055 | EC000055 | EC000055 | EC000055 | EC000055 | https://pim.woehner.de/en/produkte/03568000A.html
03569000A | 03569 | NH fuse 200 A | [5 empty] | NH fuse 200 A, 500 V, gG, size 2 |  | 3 | 17.08 |  |  | 22 | 11 |  |  | 4021267035693 |  |  |  | 18.5 | 42.0 | 0.000 | 0.000 | 0.000 |  |  | 85361090 | 064 Ungarn | Yes | 27142005 | 27142005 | EC000055 | EC000055 | EC000055 | EC000055 | EC000055 | https://pim.woehner.de/en/produkte/03569000A.html
03570000A | 03570 | NH fuse 224 A | [5 empty] | NH fuse 224 A, 500 V, gG, size 2 |  | 3 | 17.09 |  |  | 22 | 11 |  |  | 4021267035709 |  |  |  | 19.2 | 42.0 | 0.000 | 0.000 | 0.000 |  |  | 85361090 | 064 Ungarn | Yes | 27142005 | 27142005 | EC000055 | EC000055 | EC000055 | EC000055 | EC000055 | https://pim.woehner.de/en/produkte/03570000A.html
03571000A | 03571 | NH fuse 250 A | [5 empty] | NH fuse 250 A, 500 V, gG, size 2 |  | 3 | 17.09 |  |  | 22 | 11 |  |  | 4021267035716 |  |  |  | 20.6 | 42.0 | 0.000 | 0.000 | 0.000 |  |  | 85361090 | 064 Ungarn | Yes | 27142005 | 27142005 | EC000055 | EC000055 | EC000055 | EC000055 | EC000055 | https://pim.woehner.de/en/produkte/03571000A.html
03572000A | 03572 | NH fuse 300 A | [5 empty] | NH fuse 300 A, 500 V, gG, size 2 |  | 3 | 21.18 |  |  | 22 | 11 |  |  | 4021267035723 |  |  |  | 21.0 | 64.0 | 0.000 | 0.000 | 0.000 |  |  | 85361090 | 064 Ungarn | Yes | 27142005 | 27142005 | EC000055 | EC000055 | EC000055 | EC000055 | EC000055 | https://pim.woehner.de/en/produkte/03572000A.html
03573000A | 03573 | NH fuse 315 A | [5 empty] | NH fuse 315 A, 500 V, gG, size 2 |  | 3 | 21.18 |  |  | 22 | 11 |  |  | 4021267035730 |  |  |  | 25.0 | 64.0 | 0.000 | 0.000 | 0.000 |  |  | 85361090 | 064 Ungarn | Yes | 27142005 | 27142005 | EC000055 | EC000055 | EC000055 | EC000055 | EC000055 | https://pim.woehner.de/en/produkte/03573000A.html
03574000A | 03574 | NH fuse 355 A | [5 empty] | NH fuse 355 A, 500 V, gG, size 2 |  | 3 | 21.18 |  |  | 22 | 11 |  |  | 4021267035747 |  |  |  | 31.5 | 64.0 | 0.000 | 0.000 | 0.000 |  |  | 85361090 | 064 Ungarn | Yes | 27142005 | 27142005 | EC000055 | EC000055 | EC000055 | EC000055 | EC000055 | https://pim.woehner.de/en/produkte/03574000A.html
03575000A | 03575 | NH fuse 400 A | [5 empty] | NH fuse 400 A, 500 V, gG, size 2 |  | 3 | 21.18 |  |  | 22 | 11 |  |  | 4021267035754 |  |  |  | 32.0 | 64.0 | 0.000 | 0.000 | 0.000 |  |  | 85361090 | 064 Ungarn | Yes | 27142005 | 27142005 | EC000055 | EC000055 | EC000055 | EC000055 | EC000055 | https://pim.woehner.de/en/produkte/03575000A.html
03577000A | 03577 | NH fuse 315 A | [5 empty] | NH fuse 315 A, 500 V, gG, size 3 |  | 1 | 22.99 |  |  | 22 | 11 |  |  | 4021267035778 |  |  |  | 25.0 | 65.0 | 0.000 | 0.000 | 0.000 |  |  | 85361090 | 064 Ungarn | Yes | 27142005 | 27142005 | EC000055 | EC000055 | EC000055 | EC000055 | EC000055 | https://pim.woehner.de/en/produkte/03577000A.html
03579000A | 03579 | NH fuse 400 A | [5 empty] | NH fuse 400 A, 500 V, gG, size 3 |  | 1 | 22.99 |  |  | 22 | 11 |  |  | 4021267035792 |  |  |  | 34.0 | 65.0 | 0.000 | 0.000 | 0.000 |  |  | 85361090 | 064 Ungarn | Yes | 27142005 | 27142005 | EC000055 | EC000055 | EC000055 | EC000055 | EC000055 | https://pim.woehner.de/en/produkte/03579000A.html
03581000A | 03581 | NH fuse 500 A | [5 empty] | NH fuse 500 A, 500 V, gG, size 3 |  | 1 | 39.90 |  |  | 22 | 11 |  |  | 4021267035815 |  |  |  | 43.0 | 105.0 | 0.000 | 0.000 | 0.000 |  |  | 85361090 | 064 Ungarn | Yes | 27142005 | 27142005 | EC000055 | EC000055 | EC000055 | EC000055 | EC000055 | https://pim.woehner.de/en/produkte/03581000A.html
03582000A | 03582 | NH fuse 630 A | [5 empty] | NH fuse 630 A, 500 V, gG, size 3 |  | 1 | 39.90 |  |  | 22 | 11 |  |  | 4021267035822 |  |  |  | 43.1 | 105.0 | 0.000 | 0.000 | 0.000 |  |  | 85361090 | 064 Ungarn | Yes | 27142005 | 27142005 | EC000055 | EC000055 | EC000055 | EC000055 | EC000055 | https://pim.woehner.de/en/produkte/03582000A.html
03587000 | 03587 | NH fuse-base 160 A | [5 empty] | NH fuse-base 160 A, screw, screw-on on bar, size 00 / 1P | 100Energy | 10 | 15.89 |  |  | 10 | 27 |  |  | 4021267035877 | 35 | 86 | 102 | 4.7 | 11.5 | 0.045 | 0.000 | 0.297 |  |  | 85361090 | 061 Tschechien | Yes | 27142106 | 27142106 | EC000067 | EC000067 | EC000067 | EC000067 | EC000067 | https://pim.woehner.de/en/produkte/03587000.html
03599000 | 03599 | NH busbar mounted fuse base, 400 A | [5 empty] | NH busbar mounted fuse base, 400 A, screw, bar 5 - 10 mm, size 2 / 1P | 100Energy | 3 | 87.30 |  |  | 10 | 33 |  |  | 4021267035990 | 65 | 113 | 193 | 18.7 | 75.8 | 0.383 | 0.000 | 1.233 |  |  | 85361090 | 004 Deutschland | Yes | 27142106 | 27142106 | EC000067 | EC000067 | EC000067 | EC000067 | EC000067 | https://pim.woehner.de/en/produkte/03599000.html
03601000 | 03601 | NH busbar mounted fuse base, 250 A | [5 empty] | NH busbar mounted fuse base, 250 A, screw, screw-on on bar, size 1 / 1P | 100Energy | 3 | 61.78 |  |  | 10 | 30 |  |  | 4021267036010 | 60 | 110 | 175 | 7.3 | 46.0 | 0.183 | 0.000 | 0.620 |  |  | 85361090 | 004 Deutschland | Yes | 27142106 | 27142106 | EC000067 | EC000067 | EC000067 | EC000067 | EC000067 | https://pim.woehner.de/en/produkte/03601000.html
03620000 | 03620 | neutral conductor 160 A | [5 empty] | neutral conductor 160 A, clamp, both sides, for mounting plate | Panel | 10 | 12.82 |  |  | 10 | 65 |  |  | 4021267036201 | 39 | 27 | 124 | 8.0 | 14.1 | 0.000 | 0.025 | 0.000 |  |  | 85361090 | 061 Tschechien | Yes | 27141120 | 27141120 | EC002498 | EC002498 | EC002498 | EC002498 | EC002498 | https://pim.woehner.de/en/produkte/03620000.html
03654000 | 03654 | NH fuse base 160 A |  | connection top | 12, 15, 20, 25, 30 x 5, 10 and section busbars |  |  | NH fuse base 160 A, terminal 70 mm², size 00 / 3P, connection top | 60Classic | 4 | 59.23 |  |  | 10 | 51 |  |  | 4021267036546 | 99 | 89 | 200 | 14.0 | 66.5 | 0.189 | 0.000 | 1.003 |  |  | 85361090 | 004 Deutschland | Yes | 27142106 | 27142106 | EC000067 | EC000067 | EC000067 | EC000067 | EC000067 | https://pim.woehner.de/en/produkte/03654000.html
03656000 | 03656 | NH fuse base 160 A |  | connection top | 12, 15, 20, 25, 30 x 5, 10 and section busbars |  |  | NH fuse base 160 A, screw M8, size 00 / 3P, connection top | 60Classic | 4 | 59.23 |  |  | 10 | 51 |  |  | 4021267036560 | 99 | 89 | 200 | 14.0 | 64.5 | 0.190 | 0.000 | 1.030 |  |  | 85361090 | 004 Deutschland | Yes | 27142106 | 27142106 | EC000067 | EC000067 | EC000067 | EC000067 | EC000067 | https://pim.woehner.de/en/produkte/03656000.html
03657000 | 03657 | neutral conductor 250 A, disconnectable | [5 empty] | neutral conductor 250 A, disconnectable, screw M8 at both sides, 120 mm long, for mounting plate | Panel | 10 | 23.19 |  |  | 10 | 65 |  |  | 4021267036577 | 35 | 28 | 120 | 2.9 | 19.5 | 0.000 | 0.110 | 0.000 |  |  | 85361090 | 061 Tschechien | Yes | 27141120 | 27141120 | EC002498 | EC002498 | EC002498 | EC002498 | EC002498 | https://pim.woehner.de/en/produkte/03657000.html
03668000 | 03668 | neutral conductor 160 A, disconnectable | [5 empty] | neutral conductor 160 A, disconnectable, clamp on both sides, 120 mm long, for mounting plate | Panel | 10 | 27.86 |  |  | 10 | 65 |  |  | 4021267036683 | 35 | 28 | 120 | 2.9 | 19.2 | 0.000 | 0.108 | 0.000 |  |  | 85361090 | 061 Tschechien | Yes | 27141120 | 27141120 | EC002498 | EC002498 | EC002498 | EC002498 | EC002498 | https://pim.woehner.de/en/produkte/03668000.html
03693000 | 03693 | NH busbar mounted fuse base 400 A |  | connection bottom | 12, 15, 20, 25, 30 x 5, 10 and section busbars |  |  | NH busbar mounted fuse base 400 A, screw M10, size 2 / 3P, connection bottom | 60Classic | 1 | 321.88 |  |  | 10 | 57 |  |  | 4021267036935 | 195 | 121 | 206 | 56.0 | 291.2 | 1.235 | 0.000 | 2.874 |  |  | 85361090 | 004 Deutschland | Yes | 27142106 | 27142106 | EC000067 | EC000067 | EC000067 | EC000067 | EC000067 | https://pim.woehner.de/en/produkte/03693000.html
03694000 | 03694 | NH busbar mounted fuse base, 400 A | [5 empty] | NH busbar mounted fuse base, 400 A, screw, size 2 / 3P |  | 1 | 314.24 |  |  | 10 | 45 |  |  | 4021267036942 | 190 | 121 | 206 | 56.0 | 286.1 | 1.178 | 0.000 | 2.874 |  |  | 85361090 | 004 Deutschland | Yes | 27142106 | 27142106 | EC000067 | EC000067 | EC000067 | EC000067 | EC000067 | https://pim.woehner.de/en/produkte/03694000.html
03705000 | 03705 | NH busbar mounted fuse base, 250 A | [5 empty] | NH busbar mounted fuse base, 250 A, screw, size 1 / 3P |  | 1 | 311.28 |  |  | 10 | 42 |  |  | 4021267037055 | 190 | 112 | 190 | 22.0 | 208.0 | 0.604 | 0.000 | 1.146 |  |  | 85361090 | 004 Deutschland | Yes | 27142106 | 27142106 | EC000067 | EC000067 | EC000067 | EC000067 | EC000067 | https://pim.woehner.de/en/produkte/03705000.html
03727000 | 03727 | clamp connector | [5 empty] | clamp connector, 1.5 - 70 mm², size 00 | 60Classic | 3 | 1.94 |  |  | 09 | 51 |  |  | 4021267037277 | 26 | 8 | 15 | 0.0 | 1.5 | 0.000 | 0.000 | 0.000 |  |  | 85389099 | 004 Deutschland | Yes | 27142190 | 27142190 | EC002498 | EC002498 | EC002498 | EC002498 | EC002498 | https://pim.woehner.de/en/produkte/03727000.html
03757000 | 03757 | neutral conductor 400 A, disconnectable | [5 empty] | neutral conductor 400 A, disconnectable, screw M10 at both sides, 200 mm long, for mounting plate | Panel | 3 | 81.51 |  |  | 10 | 65 |  |  | 4021267037574 | 55 | 40 | 200 | 5.8 | 58.9 | 0.269 | 0.000 | 0.642 |  |  | 85361090 | 004 Deutschland | No | 27141120 | 27141120 | EC002498 | EC002498 | EC002498 | EC002498 | EC002498 | https://pim.woehner.de/en/produkte/03757000.html
03758000 | 03758 | NH fuse-base 160 A | [5 empty] | NH fuse-base 160 A, both sides screw M8, size 00 / 1P, with touch protection, for mounting plate | Panel | 12 | 16.68 |  |  | 10 | 03 |  |  | 4021267037581 | 36 | 88 | 147 | 4.2 | 15.2 | 0.033 | 0.000 | 0.202 |  |  | 85361090 | 061 Tschechien | Yes | 27142106 | 27142106 | EC000067 | EC000067 | EC000067 | EC000067 | EC000067 | https://pim.woehner.de/en/produkte/03758000.html
03759000 | 03759 | NH fuse-base 160 A | [5 empty] | NH fuse-base 160 A, both sides screw M8, size 00 / 3P, with touch protection, for mounting plate | Panel | 4 | 41.82 |  |  | 10 | 15 |  |  | 4021267037598 | 97 | 88 | 147 | 12.5 | 48.4 | 0.099 | 0.000 | 0.606 |  |  | 85361090 | 004 Deutschland | Yes | 27142106 | 27142106 | EC000067 | EC000067 | EC000067 | EC000067 | EC000067 | https://pim.woehner.de/en/produkte/03759000.html
03760000 | 03760 | NH fuse-base 160 A | [5 empty] | NH fuse-base 160 A, both sides clamp, size 00 / 1P, with touch protection, for mounting plate | Panel | 12 | 16.68 |  |  | 10 | 03 |  |  | 4021267037604 | 36 | 88 | 147 | 4.2 | 15.5 | 0.033 | 0.000 | 0.188 |  |  | 85361090 | 061 Tschechien | Yes | 27142106 | 27142106 | EC000067 | EC000067 | EC000067 | EC000067 | EC000067 | https://pim.woehner.de/en/produkte/03760000.html
03761000 | 03761 | NH fuse-base 160 A | [5 empty] | NH fuse-base 160 A, both sides clamp, size 00 / 3P, with touch protection, for mounting plate | Panel | 4 | 41.91 |  |  | 10 | 15 |  |  | 4021267037611 | 97 | 88 | 147 | 12.5 | 49.4 | 0.101 | 0.000 | 0.564 |  |  | 85361090 | 004 Deutschland | Yes | 27142106 | 27142106 | EC000067 | EC000067 | EC000067 | EC000067 | EC000067 | https://pim.woehner.de/en/produkte/03761000.html
03762000 | 03762 | NH fuse-base 250 A, panel mounting | [5 empty] | NH fuse-base 250 A, panel mounting, both sides screw M10, size 1 / 1P, with touch protection, for mounting plate | Panel | 3 | 41.16 |  |  | 10 | 06 |  |  | 4021267037628 | 60 | 110 | 205 | 5.5 | 48.6 | 0.089 | 0.000 | 0.320 |  |  | 85361090 | 004 Deutschland | Yes | 27142106 | 27142106 | EC000067 | EC000067 | EC000067 | EC000067 | EC000067 | https://pim.woehner.de/en/produkte/03762000.html
03763000 | 03763 | NH fuse-base 250 A, panel mounting | [5 empty] | NH fuse-base 250 A, panel mounting, both sides screw M10, size 1 / 3P, with touch protection, for mounting plate | Panel | 1 | 127.90 |  |  | 10 | 18 |  |  | 4021267037635 | 180 | 110 | 205 | 16.4 | 158.3 | 0.267 | 0.000 | 0.960 |  |  | 85361090 | 004 Deutschland | Yes | 27142106 | 27142106 | EC000067 | EC000067 | EC000067 | EC000067 | EC000067 | https://pim.woehner.de/en/produkte/03763000.html
03765000 | 03765 | NH fuse-base 250 A, panel mounting | [5 empty] | NH fuse-base 250 A, panel mounting, both sides clamp, size 1 / 3P, with touch protection, for mounting plate | Panel | 1 | 127.90 |  |  | 10 | 18 |  |  | 4021267037659 | 180 | 110 | 205 | 16.4 | 161.6 | 0.275 | 0.000 | 1.476 |  |  | 85361090 | 004 Deutschland | Yes | 27142106 | 27142106 | EC000067 | EC000067 | EC000067 | EC000067 | EC000067 | https://pim.woehner.de/en/produkte/03765000.html
03766000 | 03766 | NH fuse-base 400 A, panel mounting | [5 empty] | NH fuse-base 400 A, panel mounting, both sides screw M10, size 2 / 1P, with touch protection, for mounting plate | Panel | 3 | 66.79 |  |  | 10 | 09 |  |  | 4021267037666 | 64 | 121 | 237 | 12.0 | 93.1 | 0.366 | 0.000 | 1.134 |  |  | 85361090 | 004 Deutschland | Yes | 27142106 | 27142106 | EC000067 | EC000067 | EC000067 | EC000067 | EC000067 | https://pim.woehner.de/en/produkte/03766000.html
03767000 | 03767 | NH fuse-base 400 A, panel mounting | [5 empty] | NH fuse-base 400 A, panel mounting, both sides screw M10, size 2 / 3P, with touch protection, for mounting plate | Panel | 1 | 211.18 |  |  | 10 | 21 |  |  | 4021267037673 | 194 | 121 | 237 | 36.0 | 288.3 | 1.097 | 0.000 | 3.402 |  |  | 85361090 | 004 Deutschland | Yes | 27142106 | 27142106 | EC000067 | EC000067 | EC000067 | EC000067 | EC000067 | https://pim.woehner.de/en/produkte/03767000.html
03768000 | 03768 | NH fuse-base 630 A, panel mounting | [5 empty] | NH fuse-base 630 A, panel mounting, both sides screw M12, size 3 / 1P, with touch protection, for mounting plate | Panel | 3 | 86.25 |  |  | 10 | 12 |  |  | 4021267037680 | 80 | 134 | 247 | 30.0 | 110.8 | 0.412 | 0.000 | 1.094 |  |  | 85361090 | 004 Deutschland | Yes | 27142106 | 27142106 | EC000067 | EC000067 | EC000067 | EC000067 | EC000067 | https://pim.woehner.de/en/produkte/03768000.html
03769000 | 03769 | NH fuse-base 630 A, panel mounting | [5 empty] | NH fuse-base 630 A, panel mounting, both sides screw M12, size 3 / 3P, with touch protection, for mounting plate | Panel | 1 | 266.05 |  |  | 10 | 24 |  |  | 4021267037697 | 240 | 134 | 247 | 90.0 | 340.0 | 1.236 | 0.000 | 3.282 |  |  | 85361090 | 004 Deutschland | Yes | 27142106 | 27142106 | EC000067 | EC000067 | EC000067 | EC000067 | EC000067 | https://pim.woehner.de/en/produkte/03769000.html
03790000 | 03790 | NH busbar mounted fuse base, 630 A | [5 empty] | NH busbar mounted fuse base, 630 A, screw, screw-on on bar, size 3 / 1P | 100Energy | 3 | 94.63 |  |  | 10 | 36 |  |  | 4021267037901 | 80 | 133 | 198 | 45.6 | 45.9 | 0.423 | 0.000 | 1.169 |  |  | 85361090 | 004 Deutschland | Yes | 27142106 | 27142106 | EC000067 | EC000067 | EC000067 | EC000067 | EC000067 | https://pim.woehner.de/en/produkte/03790000.html
03791000 | 03791 | shock protection in two parts | [5 empty] | shock protection in two parts, for NH fuse-base, size 1 | 60Classic, 100Energy | 10 | 5.66 |  |  | 10 | 66 |  |  | 4021267037918 | 35 | 86 | 102 | 0.0 | 3.5 | 0.000 | 0.000 | 0.000 |  |  | 85472000 | 004 Deutschland | Yes | 27149217 | 27149217 | EC001660 | EC001660 | EC001660 | EC001660 | EC001660 | https://pim.woehner.de/en/produkte/03791000.html
03792000 | 03792 | shock protection in two parts | [5 empty] | shock protection in two parts, for NH fuse-base, size 1 | 100Energy | 3 | 9.48 |  |  | 10 | 66 |  |  | 4021267037925 | 60 | 116 | 175 | 0.0 | 12.6 | 0.000 | 0.000 | 0.000 |  |  | 85472000 | 004 Deutschland | Yes | 27149217 | 27149217 | EC001660 | EC001660 | EC001660 | EC001660 | EC001660 | https://pim.woehner.de/en/produkte/03792000.html
03793000 | 03793 | shock protection in two parts | [5 empty] | shock protection in two parts, for NH fuse-base, size 2 | 100Energy | 3 | 13.22 |  |  | 10 | 66 |  |  | 4021267037932 | 65 | 113 | 193 | 0.0 | 17.1 | 0.000 | 0.000 | 0.000 |  |  | 85472000 | 004 Deutschland | Yes | 27149217 | 27149217 | EC001660 | EC001660 | EC001660 | EC001660 | EC001660 | https://pim.woehner.de/en/produkte/03793000.html
03794000 | 03794 | shock protection in two parts | [5 empty] | shock protection in two parts, for NH fuse-base, size 3 | 100Energy | 3 | 16.04 |  |  | 10 | 66 |  |  | 4021267037949 | 80 | 133 | 198 | 0.0 | 21.0 | 0.000 | 0.000 | 0.000 |  |  | 85472000 | 004 Deutschland | Yes | 27149217 | 27149217 | EC001660 | EC001660 | EC001660 | EC001660 | EC001660 | https://pim.woehner.de/en/produkte/03794000.html
03795000 | 03795 | NH busbar mounted fuse base, 400 A | [5 empty] | NH busbar mounted fuse base, 400 A, screw, screw-on on bar, size 2 / 1P | 100Energy | 3 | 87.30 |  |  | 10 | 33 |  |  | 4021267037956 | 65 | 113 | 193 | 37.4 | 68.5 | 0.383 | 0.000 | 1.233 |  |  | 85361090 | 004 Deutschland | Yes | 27142106 | 27142106 | EC000067 | EC000067 | EC000067 | EC000067 | EC000067 | https://pim.woehner.de/en/produkte/03795000.html
03849000 | 03849 | lid interlock | [5 empty] | lid interlock, for sealing wire, Size 00 | 60Classic | 10 | 2.62 |  |  | 09 | 51 |  |  | 4021267038496 | 5 | 10 | 40 | 0.0 | 0.2 | 0.000 | 0.000 | 0.000 |  |  | 85389099 | 004 Deutschland | Yes | 27142190 | 27142190 | EC002498 | EC002498 | EC002498 | EC002498 | EC002498 | https://pim.woehner.de/en/produkte/03849000.html
03908000A | 03908 | NH fuse 6 A | [5 empty] | NH fuse 6 A, 690 V, gG, size 000 |  | 3 | 11.80 |  |  | 22 | 12 |  |  | 4021267039080 |  |  |  | 1.6 | 13.0 | 0.000 | 0.000 | 0.000 |  |  | 85361010 | 064 Ungarn | Yes | 27142005 | 27142005 | EC000055 | EC000055 | EC000055 | EC000055 | EC000055 | https://pim.woehner.de/en/produkte/03908000A.html
03909000A | 03909 | NH fuse 10 A | [5 empty] | NH fuse 10 A, 690 V, gG, size 000 |  | 3 | 11.80 |  |  | 22 | 12 |  |  | 4021267039097 |  |  |  | 1.1 | 13.0 | 0.000 | 0.000 | 0.000 |  |  | 85361010 | 064 Ungarn | Yes | 27142005 | 27142005 | EC000055 | EC000055 | EC000055 | EC000055 | EC000055 | https://pim.woehner.de/en/produkte/03909000A.html
03910000A | 03910 | NH fuse 16 A | [5 empty] | NH fuse 16 A, 690 V, gG, size 000 |  | 3 | 11.80 |  |  | 22 | 12 |  |  | 4021267039103 |  |  |  | 1.8 | 13.0 | 0.000 | 0.000 | 0.000 |  |  | 85361050 | 064 Ungarn | Yes | 27142005 | 27142005 | EC000055 | EC000055 | EC000055 | EC000055 | EC000055 | https://pim.woehner.de/en/produkte/03910000A.html
03911000A | 03911 | NH fuse 20 A | [5 empty] | NH fuse 20 A, 690 V, gG, size 000 |  | 3 | 11.80 |  |  | 22 | 12 |  |  | 4021267039110 |  |  |  | 2.3 | 13.0 | 0.000 | 0.000 | 0.000 |  |  | 85361050 | 064 Ungarn | Yes | 27142005 | 27142005 | EC000055 | EC000055 | EC000055 | EC000055 | EC000055 | https://pim.woehner.de/en/produkte/03911000A.html
03912000A | 03912 | NH fuse 25 A | [5 empty] | NH fuse 25 A, 690 V, gG, size 000 |  | 3 | 11.80 |  |  | 22 | 12 |  |  | 4021267039127 |  |  |  | 2.4 | 13.0 | 0.000 | 0.000 | 0.000 |  |  | 85361050 | 064 Ungarn | Yes | 27142005 | 27142005 | EC000055 | EC000055 | EC000055 | EC000055 | EC000055 | https://pim.woehner.de/en/produkte/03912000A.html
03913000A | 03913 | NH fuse 32 A | [5 empty] | NH fuse 32 A, 690 V, gG, size 000 |  | 3 | 11.80 |  |  | 22 | 12 |  |  | 4021267039134 |  |  |  | 3.1 | 13.0 | 0.000 | 0.000 | 0.000 |  |  | 85361050 | 064 Ungarn | Yes | 27142005 | 27142005 | EC000055 | EC000055 | EC000055 | EC000055 | EC000055 | https://pim.woehner.de/en/produkte/03913000A.html
03914000A | 03914 | NH fuse 35 A | [5 empty] | NH fuse 35 A, 690 V, gG, size 000 |  | 3 | 11.80 |  |  | 22 | 12 |  |  | 4021267039141 |  |  |  | 3.0 | 13.0 | 0.000 | 0.000 | 0.000 |  |  | 85361050 | 064 Ungarn | Yes | 27142005 | 27142005 | EC000055 | EC000055 | EC000055 | EC000055 | EC000055 | https://pim.woehner.de/en/produkte/03914000A.html
03915000A | 03915 | NH fuse 40 A | [5 empty] | NH fuse 40 A, 690 V, gG, size 00 |  | 3 | 11.80 |  |  | 22 | 12 |  |  | 4021267039158 |  |  |  | 3.7 | 20.0 | 0.000 | 0.000 | 0.000 |  |  | 85361050 | 064 Ungarn | Yes | 27142005 | 27142005 | EC000055 | EC000055 | EC000055 | EC000055 | EC000055 | https://pim.woehner.de/en/produkte/03915000A.html
03916000A | 03916 | NH fuse 50 A | [5 empty] | NH fuse 50 A, 690 V, gG, size 00 |  | 3 | 11.80 |  |  | 22 | 12 |  |  | 4021267039165 |  |  |  | 4.1 | 20.0 | 0.000 | 0.000 | 0.000 |  |  | 85361050 | 064 Ungarn | Yes | 27142005 | 27142005 | EC000055 | EC000055 | EC000055 | EC000055 | EC000055 | https://pim.woehner.de/en/produkte/03916000A.html
03917000A | 03917 | NH fuse 63 A | [5 empty] | NH fuse 63 A, 690 V, gG, size 00 |  | 3 | 11.80 |  |  | 22 | 12 |  |  | 4021267039172 |  |  |  | 5.6 | 20.0 | 0.000 | 0.000 | 0.000 |  |  | 85361050 | 064 Ungarn | Yes | 27142005 | 27142005 | EC000055 | EC000055 | EC000055 | EC000055 | EC000055 | https://pim.woehner.de/en/produkte/03917000A.html
03918000A | 03918 | NH fuse 80 A | [5 empty] | NH fuse 80 A, 690 V, gG, size 00 |  | 3 | 11.80 |  |  | 22 | 12 |  |  | 4021267039189 |  |  |  | 6.8 | 20.0 | 0.000 | 0.000 | 0.000 |  |  | 85361090 | 064 Ungarn | Yes | 27142005 | 27142005 | EC000055 | EC000055 | EC000055 | EC000055 | EC000055 | https://pim.woehner.de/en/produkte/03918000A.html
03919000A | 03919 | NH fuse 100 A | [5 empty] | NH fuse 100 A, 690 V, gG, size 00 |  | 3 | 11.80 |  |  | 22 | 12 |  |  | 4021267039196 |  |  |  | 7.5 | 20.0 | 0.000 | 0.000 | 0.000 |  |  | 85361090 | 064 Ungarn | Yes | 27142005 | 27142005 | EC000055 | EC000055 | EC000055 | EC000055 | EC000055 | https://pim.woehner.de/en/produkte/03919000A.html
03924000A | 03924 | NH fuse 250 A | [5 empty] | NH fuse 250 A, 690 V, gG, size 1 |  | 3 | 21.18 |  |  | 22 | 12 |  |  | 4021267039240 |  |  |  | 22.0 | 42.0 | 0.000 | 0.000 | 0.000 |  |  | 85361090 | 064 Ungarn | Yes | 27142005 | 27142005 | EC000055 | EC000055 | EC000055 | EC000055 | EC000055 | https://pim.woehner.de/en/produkte/03924000A.html
03929000A | 03929 | NH fuse 160 A | [5 empty] | NH fuse 160 A, 690 V, gG, size 1 |  | 3 | 20.21 |  |  | 22 | 12 |  |  | 4021267039295 |  |  |  | 14.6 | 42.0 | 0.000 | 0.000 | 0.000 |  |  | 85361090 | 064 Ungarn | Yes | 27142005 | 27142005 | EC000055 | EC000055 | EC000055 | EC000055 | EC000055 | https://pim.woehner.de/en/produkte/03929000A.html
03930000A | 03930 | NH fuse 200 A | [5 empty] | NH fuse 200 A, 690 V, gG, size 1 |  | 3 | 21.18 |  |  | 22 | 12 |  |  | 4021267039301 |  |  |  | 18.0 | 42.0 | 0.000 | 0.000 | 0.000 |  |  | 85361090 | 064 Ungarn | Yes | 27142005 | 27142005 | EC000055 | EC000055 | EC000055 | EC000055 | EC000055 | https://pim.woehner.de/en/produkte/03930000A.html
03942000A | 03942 | NH fuse 250 A | [5 empty] | NH fuse 250 A, 690 V, gG, size 2 |  | 3 | 27.79 |  |  | 22 | 12 |  |  | 4021267039424 |  |  |  | 20.6 | 64.0 | 0.000 | 0.000 | 0.000 |  |  | 85361090 | 064 Ungarn | Yes | 27142005 | 27142005 | EC000055 | EC000055 | EC000055 | EC000055 | EC000055 | https://pim.woehner.de/en/produkte/03942000A.html
03943000A | 03943 | NH fuse 315 A | [5 empty] | NH fuse 315 A, 690 V, gG, size 2 |  | 3 | 29.58 |  |  | 22 | 12 |  |  | 4021267039431 |  |  |  | 25.0 | 64.0 | 0.000 | 0.000 | 0.000 |  |  | 85361090 | 064 Ungarn | Yes | 27142005 | 27142005 | EC000055 | EC000055 | EC000055 | EC000055 | EC000055 | https://pim.woehner.de/en/produkte/03943000A.html
03946000A | 03946 | NH fuse 400 A | [5 empty] | NH fuse 400 A, 690 V, gG, size 3 |  | 1 | 57.35 |  |  | 22 | 12 |  |  | 4021267039462 |  |  |  | 34.0 | 105.0 | 0.000 | 0.000 | 0.000 |  |  | 85361090 | 064 Ungarn | Yes | 27142005 | 27142005 | EC000055 | EC000055 | EC000055 | EC000055 | EC000055 | https://pim.woehner.de/en/produkte/03946000A.html
03947000A | 03947 | NH fuse 500 A | [5 empty] | NH fuse 500 A, 690 V, gG, size 3 |  | 1 | 73.91 |  |  | 22 | 12 |  |  | 4021267039479 |  |  |  | 43.0 | 105.0 | 0.000 | 0.000 | 0.000 |  |  | 85361090 | 064 Ungarn | Yes | 27142005 | 27142005 | EC000055 | EC000055 | EC000055 | EC000055 | EC000055 | https://pim.woehner.de/en/produkte/03947000A.html
05188000 | 05188 | neutral conductor 63 A, disconnectable | [5 empty] | neutral conductor 63 A, disconnectable, socket terminal screw-on / snap-on, for mounting plate | Panel | 50 | 15.40 |  |  | 10 | 65 |  |  | 4021267051884 | 13 | 43 | 53 | 0.2 | 2.6 | 0.000 | 0.018 | 0.000 |  |  | 85361090 | 004 Deutschland | Yes | 27141120 | 27141120 | EC002498 | EC002498 | EC002498 | EC002498 | EC002498 | https://pim.woehner.de/en/produkte/05188000.html
05779000A | 05779 | insulator | [5 empty] | insulator, with female thread at both sides, length across flats 20, M6 x 20 |  | 100 | 2.94 |  |  | 06 | 89 | x |  | 4021267057794 | 20 | 20 | 20 | 0.0 | 1.2 | 0.000 | 0.000 | 0.000 |  | 0.000 | 85469010 | 052 Türkei | Yes | 27400607 | 27400607 | EC001166 | EC001166 | EC001166 | EC001166 | EC001166 | https://pim.woehner.de/en/produkte/05779000A.html
05780000 | 05780 | insulator | [5 empty] | insulator, with female thread at both sides, length across flats 30, M6 x 30 |  | 20 | 5.53 |  |  | 06 | 89 |  |  | 4021267057800 | 30 | 30 | 30 | 0.0 | 5.4 | 0.000 | 0.000 | 0.000 |  | 0.000 | 85469010 | 052 Türkei | Yes | 27400607 | 27400607 | EC001166 | EC001166 | EC001166 | EC001166 | EC001166 | https://pim.woehner.de/en/produkte/05780000.html
05781000 | 05781 | insulator | [5 empty] | insulator, with female thread at both sides, length across flats 32, M6 x 35 |  | 20 | 6.79 |  |  | 06 | 89 |  |  | 4021267057817 | 32 | 35 | 32 | 0.0 | 7.0 | 0.000 | 0.000 | 0.000 |  | 0.000 | 85469010 | 052 Türkei | Yes | 27400607 | 27400607 | EC001166 | EC001166 | EC001166 | EC001166 | EC001166 | https://pim.woehner.de/en/produkte/05781000.html
05782000 | 05782 | insulator | [5 empty] | insulator, with female thread at both sides, length across flats 32, M8 x 35 |  | 20 | 6.98 |  |  | 06 | 89 |  |  | 4021267057824 | 32 | 35 | 32 | 0.0 | 7.2 | 0.000 | 0.000 | 0.000 |  | 0.000 | 85469010 | 052 Türkei | Yes | 27400607 | 27400607 | EC001166 | EC001166 | EC001166 | EC001166 | EC001166 | https://pim.woehner.de/en/produkte/05782000.html
05783000 | 05783 | insulator | [5 empty] | insulator, with female thread at both sides, length across flats 40, M8 x 40 |  | 20 | 8.40 |  |  | 06 | 89 |  |  | 4021267057831 | 40 | 40 | 40 | 0.0 | 10.2 | 0.000 | 0.000 | 0.000 |  | 0.000 | 85469010 | 052 Türkei | Yes | 27400607 | 27400607 | EC001166 | EC001166 | EC001166 | EC001166 | EC001166 | https://pim.woehner.de/en/produkte/05783000.html
05784000 | 05784 | insulator | [5 empty] | insulator, with female thread at both sides, length across flats 40, M10 x 40 |  | 20 | 9.47 |  |  | 06 | 89 |  |  | 4021267057848 | 40 | 40 | 40 | 0.0 | 10.8 | 0.000 | 0.000 | 0.000 |  | 0.000 | 85469010 | 052 Türkei | Yes | 27400607 | 27400607 | EC001166 | EC001166 | EC001166 | EC001166 | EC001166 | https://pim.woehner.de/en/produkte/05784000.html
05786000 | 05786 | insulator | [5 empty] | insulator, with female thread at both sides, length across flats 46, M8 x 45 |  | 20 | 9.65 |  |  | 06 | 89 |  |  | 4021267057862 | 46 | 45 | 46 | 0.0 | 14.8 | 0.000 | 0.000 | 0.000 |  | 0.000 | 85469010 | 052 Türkei | Yes | 27400607 | 27400607 | EC001166 | EC001166 | EC001166 | EC001166 | EC001166 | https://pim.woehner.de/en/produkte/05786000.html
05787000 | 05787 | insulator | [5 empty] | insulator, with female thread at both sides, length across flats 46, M10 x 45 |  | 20 | 10.18 |  |  | 06 | 89 |  |  | 4021267057879 | 46 | 45 | 46 | 0.0 | 15.3 | 0.000 | 0.000 | 0.000 |  | 0.000 | 85469010 | 052 Türkei | Yes | 27400607 | 27400607 | EC001166 | EC001166 | EC001166 | EC001166 | EC001166 | https://pim.woehner.de/en/produkte/05787000.html
05788000 | 05788 | insulator | [5 empty] | insulator, with female thread at both sides, length across flats 36, M10 x 50 |  | 20 | 11.89 |  |  | 06 | 89 |  |  | 4021267057886 | 36 | 50 | 36 | 0.0 | 12.2 | 0.000 | 0.000 | 0.000 |  | 0.000 | 85469010 | 052 Türkei | Yes | 27400607 | 27400607 | EC001166 | EC001166 | EC001166 | EC001166 | EC001166 | https://pim.woehner.de/en/produkte/05788000.html
05789000 | 05789 | insulator | [5 empty] | insulator, with female thread at both sides, length across flats 40, M10 x 60 |  | 20 | 12.79 |  |  | 06 | 89 |  |  | 4021267057893 | 40 | 60 | 40 | 0.0 | 16.2 | 0.000 | 0.000 | 0.000 |  | 0.000 | 85469010 | 052 Türkei | Yes | 27400607 | 27400607 | EC001166 | EC001166 | EC001166 | EC001166 | EC001166 | https://pim.woehner.de/en/produkte/05789000.html
05790000 | 05790 | insulator | [5 empty] | insulator, with female thread at both sides, length across flats 36, M8 x 50 |  | 20 | 11.30 |  |  | 06 | 89 |  |  | 4021267057909 | 36 | 50 | 36 | 0.0 | 10.9 | 0.000 | 0.000 | 0.000 |  | 0.000 | 85469010 | 052 Türkei | Yes | 27400607 | 27400607 | EC001166 | EC001166 | EC001166 | EC001166 | EC001166 | https://pim.woehner.de/en/produkte/05790000.html
05791000 | 05791 | insulator | [5 empty] | insulator, with female thread at both sides, length across flats 40, M12 x 40 |  | 20 | 10.46 |  |  | 06 | 89 |  |  | 4021267057916 | 40 | 40 | 40 | 0.0 | 11.8 | 0.000 | 0.000 | 0.000 |  | 0.000 | 85469010 | 052 Türkei | Yes | 27400607 | 27400607 | EC001166 | EC001166 | EC001166 | EC001166 | EC001166 | https://pim.woehner.de/en/produkte/05791000.html
05792000 | 05792 | insulator | [5 empty] | insulator, with female thread at both sides, length across flats 30, M8 x 30 |  | 20 | 5.78 |  |  | 06 | 89 |  |  | 4021267057923 | 30 | 30 | 30 | 0.0 | 5.3 | 0.000 | 0.000 | 0.000 |  | 0.000 | 85469010 | 052 Türkei | Yes | 27400607 | 27400607 | EC001166 | EC001166 | EC001166 | EC001166 | EC001166 | https://pim.woehner.de/en/produkte/05792000.html
05793000 | 05793 | insulator | [5 empty] | insulator, with female thread at both sides, length across flats 22, M5 x 25 |  | 100 | 4.47 |  |  | 06 | 89 |  |  | 4021267057930 | 22 | 25 | 22 | 0.0 | 3.5 | 0.000 | 0.000 | 0.000 |  | 0.000 | 85469010 | 052 Türkei | Yes | 27400607 | 27400607 | EC001166 | EC001166 | EC001166 | EC001166 | EC001166 | https://pim.woehner.de/en/produkte/05793000.html
05800000 | 05800 | insulator | [5 empty] | insulator, with female thread and threaded bolt, length across flats 30, M6 x 30 |  | 20 | 7.51 |  |  | 06 | 89 |  |  | 4021267058005 | 30 | 30 | 30 | 0.0 | 5.3 | 0.000 | 0.000 | 0.000 |  | 0.000 | 85469010 | 052 Türkei | Yes | 27400607 | 27400607 | EC001166 | EC001166 | EC001166 | EC001166 | EC001166 | https://pim.woehner.de/en/produkte/05800000.html
05801000 | 05801 | insulator | [5 empty] | insulator, with female thread and threaded bolt, length across flats 32, M6 x 35 |  | 20 | 11.64 |  |  | 06 | 89 |  |  | 4021267058012 | 30 | 35 | 30 | 0.0 | 6.0 | 0.000 | 0.000 | 0.000 |  | 0.000 | 85469010 | 052 Türkei | Yes | 27400607 | 27400607 | EC001166 | EC001166 | EC001166 | EC001166 | EC001166 | https://pim.woehner.de/en/produkte/05801000.html
05802000 | 05802 | insulator | [5 empty] | insulator, with female thread and threaded bolt, length across flats 32, M8 x 35 |  | 20 | 9.30 |  |  | 06 | 89 |  |  | 4021267058029 | 35 | 35 | 35 | 0.0 | 8.2 | 0.000 | 0.000 | 0.000 |  | 0.000 | 85469010 | 052 Türkei | Yes | 27400607 | 27400607 | EC001166 | EC001166 | EC001166 | EC001166 | EC001166 | https://pim.woehner.de/en/produkte/05802000.html
08824000 | 08824 | connection cleat | [5 empty] | connection cleat, for PE/N bars 01926 - 01932 |  | 100 | 0.38 |  |  | 06 | 30 |  |  | 4021267088248 | 20 | 4 | 10 | 0.0 | 0.3 | 0.000 | 0.002 | 0.000 |  | 0.000 | 85389099 | 004 Deutschland | Yes | 27370390 | 27370390 | EC002498 | EC002498 | EC002498 | EC002498 | EC002498 | https://pim.woehner.de/en/produkte/08824000.html
08825000 | 08825 | rail mounting | [5 empty] | rail mounting, for mounting rail 35 x 7.5, for PE/N bars 01126 - 01129 and 01926 - 01932 |  | 100 | 0.37 |  |  | 06 | 30 |  |  | 4021267088255 | 35 | 5 | 10 | 0.0 | 0.2 | 0.000 | 0.000 | 0.000 |  | 0.000 | 85389099 | 004 Deutschland | Yes | 27370390 | 27370390 | EC002498 | EC002498 | EC002498 | EC002498 | EC002498 | https://pim.woehner.de/en/produkte/08825000.html
11000000A | 11000 | basic system 250 A | [5 empty] | basic system 250 A, 3-pole, 1000 mm long, touch-safe protected, when fixing on a mounting plate, article 01585 is additionally required | CrossBoard® 125A / 250A | 1 | 286.10 |  |  | 06 | 50 | x |  | 4021267110000 | 1000 | 45 | 160 | 50.7 | 375.6 | 2.243 | 0.000 | 0.000 | 0.000 | 0.000 | 85369095 | 004 Deutschland | Yes | 27400613 | 27400613 | EC001900 | EC001900 | EC001900 | EC001900 | EC001900 | https://pim.woehner.de/en/produkte/11000000A.html
11100000A | 11100 | basic system 250 A | [5 empty] | basic system 250 A, 3-pole, 1100 mm long, touch-safe protected, when fixing on a mounting plate, article 01585 is additionally required | CrossBoard® 125A / 250A | 1 | 319.12 |  |  | 06 | 50 | x |  | 4021267111007 | 1100 | 45 | 160 | 56.3 | 445.4 | 2.469 | 0.000 | 0.000 | 0.000 | 0.000 | 85369095 | 004 Deutschland | Yes | 27400613 | 27400613 | EC001900 | EC001900 | EC001900 | EC001900 | EC001900 | https://pim.woehner.de/en/produkte/11100000A.html
11225000A | 11225 | basic system 125 A | [5 empty] | basic system 125 A, 3-pole, 225 mm long, touch-safe protected | CrossBoard® 125A / 250A | 1 | 53.59 |  |  | 06 | 50 |  |  | 4021267112257 | 225 | 45 | 160 | 5.3 | 83.2 | 0.303 | 0.000 | 0.000 | 0.000 | 0.000 | 85369095 | 004 Deutschland | Yes | 27400613 | 27400613 | EC001900 | EC001900 | EC001900 | EC001900 | EC001900 | https://pim.woehner.de/en/produkte/11225000A.html
11300000A | 11300 | basic system 250 A | [5 empty] | basic system 250 A, 3-pole, 300 mm long, touch-safe protected | CrossBoard® 125A / 250A | 1 | 78.66 |  |  | 06 | 50 | x |  | 4021267113001 | 300 | 45 | 160 | 14.6 | 129.8 | 0.654 | 0.000 | 0.000 | 0.000 | 0.000 | 85369095 | 004 Deutschland | Yes | 27400613 | 27400613 | EC001900 | EC001900 | EC001900 | EC001900 | EC001900 | https://pim.woehner.de/en/produkte/11300000A.html
11400000A | 11400 | basic system 250 A | [5 empty] | basic system 250 A, 3-pole, 400 mm long, touch-safe protected | CrossBoard® 125A / 250A | 1 | 96.51 |  |  | 06 | 50 | x |  | 4021267114008 | 400 | 45 | 160 | 19.5 | 159.7 | 0.873 | 0.000 | 0.000 | 0.000 | 0.000 | 85369095 | 004 Deutschland | Yes | 27400613 | 27400613 | EC001900 | EC001900 | EC001900 | EC001900 | EC001900 | https://pim.woehner.de/en/produkte/11400000A.html
11405000A | 11405 | basic system 125 A | [5 empty] | basic system 125 A, 3-pole, 405 mm long, touch-safe protected | CrossBoard® 125A / 250A | 1 | 85.44 |  |  | 06 | 50 |  |  | 4021267114053 | 405 | 45 | 160 | 9.3 | 137.2 | 0.552 | 0.000 | 0.000 | 0.000 | 0.000 | 85369095 | 004 Deutschland | Yes | 27400613 | 27400613 | EC001900 | EC001900 | EC001900 | EC001900 | EC001900 | https://pim.woehner.de/en/produkte/11405000A.html
11500000A | 11500 | basic system 250 A | [5 empty] | basic system 250 A, 3-pole, 500 mm long, touch-safe protected | CrossBoard® 125A / 250A | 1 | 112.37 |  |  | 06 | 50 | x |  | 4021267115005 | 500 | 45 | 160 | 22.5 | 205.1 | 1.114 | 0.000 | 0.000 | 0.000 | 0.000 | 85369095 | 004 Deutschland | Yes | 27400613 | 27400613 | EC001900 | EC001900 | EC001900 | EC001900 | EC001900 | https://pim.woehner.de/en/produkte/11500000A.html
11600000A | 11600 | basic system 250 A | [5 empty] | basic system 250 A, 3-pole, 600 mm long, touch-safe protected | CrossBoard® 125A / 250A | 1 | 145.52 |  |  | 06 | 50 | x |  | 4021267116002 | 600 | 45 | 160 | 28.1 | 244.3 | 1.339 | 0.000 | 0.000 | 0.000 | 0.000 | 85369095 | 004 Deutschland | Yes | 27400613 | 27400613 | EC001900 | EC001900 | EC001900 | EC001900 | EC001900 | https://pim.woehner.de/en/produkte/11600000A.html
11605000A | 11605 | basic system 800 A | [5 empty] | basic system 800 A, for feeding from the front, 3-pole, 500 mm long, touch-safe protected | CrossBoard® 800 A | 1 | 345.12 |  |  | 06 | 50 | x |  | 4021267116057 | 500 | 45 | 200 |  | 660.0 | 4.203 | 0.000 | 0.000 | 0.000 | 0.000 | 85369095 | 004 Deutschland | Yes | 27400613 | 27400613 | EC001900 | EC001900 | EC001900 | EC001900 | EC001900 | https://pim.woehner.de/en/produkte/11605000A.html
11606000A | 11606 | basic system 800 A | [5 empty] | basic system 800 A, for feeding from the front, 3-pole, 600 mm long, touch-safe protected | CrossBoard® 800 A | 1 | 408.06 |  |  | 06 | 50 | x |  | 4021267116064 | 600 | 45 | 200 |  | 792.0 | 5.052 | 0.000 | 0.000 | 0.000 | 0.000 | 85369095 | 004 Deutschland | Yes | 27400613 | 27400613 | EC001900 | EC001900 | EC001900 | EC001900 | EC001900 | https://pim.woehner.de/en/produkte/11606000A.html
11607000A | 11607 | basic system 800 A | [5 empty] | basic system 800 A, for feeding from the front, 3-pole, 700 mm long, touch-safe protected | CrossBoard® 800 A | 1 | 481.49 |  |  | 06 | 50 | x |  | 4021267116071 | 700 | 45 | 200 |  | 924.0 | 5.900 | 0.000 | 0.000 | 0.000 | 0.000 | 85369095 | 004 Deutschland | Yes | 27400613 | 27400613 | EC001900 | EC001900 | EC001900 | EC001900 | EC001900 | https://pim.woehner.de/en/produkte/11607000A.html
11608000A | 11608 | basic system 800 A | [5 empty] | basic system 800 A, for feeding from the front, 3-pole, 800 mm long, touch-safe protected | CrossBoard® 800 A | 1 | 554.92 |  |  | 06 | 50 | x |  | 4021267116088 | 800 | 45 | 200 |  | 1056.0 | 6.749 | 0.000 | 0.000 | 0.000 | 0.000 | 85369095 | 004 Deutschland | Yes | 27400613 | 27400613 | EC001900 | EC001900 | EC001900 | EC001900 | EC001900 | https://pim.woehner.de/en/produkte/11608000A.html
11609000A | 11609 | basic system 800 A | [5 empty] | basic system 800 A, for feeding from the front, 3-pole, 900 mm long, touch-safe protected | CrossBoard® 800 A | 1 | 628.35 |  |  | 06 | 50 | x |  | 4021267116095 | 900 | 45 | 200 |  | 1188.0 | 7.597 | 0.000 | 0.000 | 0.000 | 0.000 | 85369095 | 004 Deutschland | Yes | 27400613 | 27400613 | EC001900 | EC001900 | EC001900 | EC001900 | EC001900 | https://pim.woehner.de/en/produkte/11609000A.html
11610000A | 11610 | basic system 800 A | [5 empty] | basic system 800 A, for feeding from the front, 3-pole, 1000 mm long, touch-safe protected | CrossBoard® 800 A | 1 | 701.78 |  |  | 06 | 50 | x |  | 4021267116101 | 1000 | 45 | 200 |  | 1320.0 | 8.445 | 0.000 | 0.000 | 0.000 | 0.000 | 85369095 | 004 Deutschland | Yes | 27400613 | 27400613 | EC001900 | EC001900 | EC001900 | EC001900 | EC001900 | https://pim.woehner.de/en/produkte/11610000A.html
11611000A | 11611 | basic system 800 A | [5 empty] | basic system 800 A, for feeding from the front, 3-pole, 1100 mm long, touch-safe protected | CrossBoard® 800 A | 1 | 785.70 |  |  | 06 | 50 | x |  | 4021267116118 | 1100 | 45 | 200 |  | 1452.0 | 9.294 | 0.000 | 0.000 | 0.000 | 0.000 | 85369095 | 004 Deutschland | Yes | 27400613 | 27400613 | EC001900 | EC001900 | EC001900 | EC001900 | EC001900 | https://pim.woehner.de/en/produkte/11611000A.html
11700000A | 11700 | basic system 250 A | [5 empty] | basic system 250 A, 3-pole, 700 mm long, touch-safe protected | CrossBoard® 125A / 250A | 1 | 178.66 |  |  | 06 | 50 | x |  | 4021267117009 | 700 | 45 | 160 | 33.8 | 284.3 | 1.565 | 0.000 | 0.000 | 0.000 | 0.000 | 85369095 | 004 Deutschland | Yes | 27400613 | 27400613 | EC001900 | EC001900 | EC001900 | EC001900 | EC001900 | https://pim.woehner.de/en/produkte/11700000A.html
11800000A | 11800 | basic system 250 A | [5 empty] | basic system 250 A, 3-pole, 800 mm long, touch-safe protected, when fixing on a mounting plate, article 01585 is additionally required | CrossBoard® 125A / 250A | 1 | 211.79 |  |  | 06 | 50 | x |  | 4021267118006 | 800 | 45 | 160 | 39.4 | 301.5 | 1.791 | 0.000 | 0.000 | 0.000 | 0.000 | 85369095 | 004 Deutschland | Yes | 27400613 | 27400613 | EC001900 | EC001900 | EC001900 | EC001900 | EC001900 | https://pim.woehner.de/en/produkte/11800000A.html
11805000A | 11805 | basic system 800 A | [5 empty] | basic system 800 A, for rear feeding, 3-pole, 500 mm long, touch-safe protected | CrossBoard® 800 A | 1 | 345.12 |  |  | 06 | 50 | x |  | 4021267118051 | 500 | 45 | 200 |  | 660.0 | 4.203 | 0.000 | 0.000 | 0.000 | 0.000 | 85369095 | 004 Deutschland | Yes | 27400613 | 27400613 | EC001900 | EC001900 | EC001900 | EC001900 | EC001900 | https://pim.woehner.de/en/produkte/11805000A.html
11806000A | 11806 | basic system 800 A | [5 empty] | basic system 800 A, for rear feeding, 3-pole, 600 mm long, touch-safe protected | CrossBoard® 800 A | 1 | 408.06 |  |  | 06 | 50 | x |  | 4021267118068 | 600 | 45 | 200 |  | 792.0 | 5.052 | 0.000 | 0.000 | 0.000 | 0.000 | 85369095 | 004 Deutschland | Yes | 27400613 | 27400613 | EC001900 | EC001900 | EC001900 | EC001900 | EC001900 | https://pim.woehner.de/en/produkte/11806000A.html
11807000A | 11807 | basic system 800 A | [5 empty] | basic system 800 A, for rear feeding, 3-pole, 700 mm long, touch-safe protected | CrossBoard® 800 A | 1 | 481.49 |  |  | 06 | 50 | x |  | 4021267118075 | 700 | 45 | 200 |  | 924.0 | 5.900 | 0.000 | 0.000 | 0.000 | 0.000 | 85369095 | 004 Deutschland | Yes | 27400613 | 27400613 | EC001900 | EC001900 | EC001900 | EC001900 | EC001900 | https://pim.woehner.de/en/produkte/11807000A.html
11808000A | 11808 | basic system 800 A | [5 empty] | basic system 800 A, for rear feeding, 3-pole, 800 mm long, touch-safe protected | CrossBoard® 800 A | 1 | 554.92 |  |  | 06 | 50 | x |  | 4021267118082 | 800 | 45 | 200 |  | 1056.0 | 6.749 | 0.000 | 0.000 | 0.000 | 0.000 | 85369095 | 004 Deutschland | Yes | 27400613 | 27400613 | EC001900 | EC001900 | EC001900 | EC001900 | EC001900 | https://pim.woehner.de/en/produkte/11808000A.html
11809000A | 11809 | basic system 800 A | [5 empty] | basic system 800 A, for rear feeding, 3-pole, 900 mm long, touch-safe protected | CrossBoard® 800 A | 1 | 628.35 |  |  | 06 | 50 | x |  | 4021267118099 | 900 | 45 | 200 |  | 1188.0 | 7.597 | 0.000 | 0.000 | 0.000 | 0.000 | 85369095 | 004 Deutschland | Yes | 27400613 | 27400613 | EC001900 | EC001900 | EC001900 | EC001900 | EC001900 | https://pim.woehner.de/en/produkte/11809000A.html
11810000A | 11810 | basic system 800 A | [5 empty] | basic system 800 A, for rear feeding, 3-pole, 1000 mm long, touch-safe protected | CrossBoard® 800 A | 1 | 701.78 |  |  | 06 | 50 | x |  | 4021267118105 | 1000 | 45 | 200 |  | 1320.0 | 8.445 | 0.000 | 0.000 | 0.000 | 0.000 | 85369095 | 004 Deutschland | Yes | 27400613 | 27400613 | EC001900 | EC001900 | EC001900 | EC001900 | EC001900 | https://pim.woehner.de/en/produkte/11810000A.html
11811000A | 11811 | basic system 800 A | [5 empty] | basic system 800 A, for rear feeding, 3-pole, 1100 mm long, touch-safe protected | CrossBoard® 800 A | 1 | 785.70 |  |  | 06 | 50 | x |  | 4021267118112 | 1100 | 45 | 200 |  | 1452.0 | 9.294 | 0.000 | 0.000 | 0.000 | 0.000 | 85369095 | 004 Deutschland | Yes | 27400613 | 27400613 | EC001900 | EC001900 | EC001900 | EC001900 | EC001900 | https://pim.woehner.de/en/produkte/11811000A.html
11900000A | 11900 | basic system 250 A | [5 empty] | basic system 250 A, 3-pole, 900 mm long, touch-safe protected, when fixing on a mounting plate, article 01585 is additionally required | CrossBoard® 125A / 250A | 1 | 244.94 |  |  | 06 | 50 | x |  | 4021267119003 | 900 | 45 | 160 | 45.0 | 362.5 | 2.017 | 0.000 | 0.000 | 0.000 | 0.000 | 85369095 | 004 Deutschland | Yes | 27400613 | 27400613 | EC001900 | EC001900 | EC001900 | EC001900 | EC001900 | https://pim.woehner.de/en/produkte/11900000A.html
21001000A | 21001 | Feature upgrade softstart |  |  |  | MOTUS C14 |  | Feature upgrade softstart, for MOTUS C14 |  | 1 | 0.01 |  |  | 24 | 01 | x |  | 4021267210014 | [5 empty] | 0.000 | 0.000 | 0.000 | 0.000 | 0.000 |  | 004 Deutschland | Yes | 27242500 | 27242500 | EC001435 | EC001435 | EC001435 | EC001435 | EC001435 | https://pim.woehner.de/en/produkte/21001000A.html
21020000A | 21020 | Feature upgrade measurement+ |  |  |  | 36400 |  | Feature upgrade measurement+, for 36400 |  | 1 | 0.01 |  |  | 24 | 03 |  |  | 4021267210205 | [5 empty] | 0.000 | 0.000 | 0.000 | 0.000 | 0.000 |  | 004 Deutschland | Yes | 27242500 | 27242500 | EC001435 | EC001435 | EC001435 | EC001435 | EC001435 | https://pim.woehner.de/en/produkte/21020000A.html
21021000A | 21021 | Feature upgrade energy counter |  |  |  | 36400 |  | Feature upgrade energy counter, for 36400 |  | 1 | 0.01 |  |  | 24 | 03 | x |  | 4021267210212 | [5 empty] | 0.000 | 0.000 | 0.000 | 0.000 | 0.000 |  | 004 Deutschland | Yes | 27242500 | 27242500 | EC001435 | EC001435 | EC001435 | EC001435 | EC001435 | https://pim.woehner.de/en/produkte/21021000A.html
21022000A | 21022 | Feature upgrade motor management |  |  |  | 36400 |  | Feature upgrade motor management, for 36400 |  | 1 | 0.01 |  |  | 24 | 03 | x |  | 4021267210229 | [5 empty] | 0.000 | 0.000 | 0.000 | 0.000 | 0.000 |  | 004 Deutschland | Yes | 27242500 | 27242500 | EC001435 | EC001435 | EC001435 | EC001435 | EC001435 | https://pim.woehner.de/en/produkte/21022000A.html
21040000A | 21040 | Feature upgrade power quality |  |  |  | 37010, 37020 |  | Feature upgrade power quality, for 37010, 37020 |  | 1 | 278.33 |  |  | 24 | 04 | x |  | 4021267210410 | [5 empty] | 0.000 | 0.000 | 0.000 | 0.000 | 0.000 |  | 004 Deutschland | Yes | 27242500 | 27242500 | EC001435 | EC001435 | EC001435 | EC001435 | EC001435 | https://pim.woehner.de/en/produkte/21040000A.html
21041000A | 21041 | Feature upgrade oscillogram+ |  |  |  | 37010, 37020 |  | Feature upgrade oscillogram+, for 37010, 37020 |  | 1 | 256.83 |  |  | 24 | 04 |  |  | 4021267210243 | [5 empty] | 0.000 | 0.000 | 0.000 | 0.000 | 0.000 |  | 004 Deutschland | Yes | 27242500 | 27242500 | EC001435 | EC001435 | EC001435 | EC001435 | EC001435 | https://pim.woehner.de/en/produkte/21041000A.html
23001000AD | 23001 | switch-disconnector 3-pole | [5 empty] | switch-disconnector 3-pole, screw M6, graphite-grey handle, 160 A, for mounting plate | Panel | 1 | 121.93 |  |  | 14 | 02 | x |  | 4021267230012 | 158 | 58 | 122 | 11.7 | 110.0 | 0.141 | 0.088 | 0.900 |  |  | 85365080 | 508 Brasilien | Yes | 27371403 | 27371403 | EC000216 | EC000216 | EC000216 | EC000216 | EC000216 | https://pim.woehner.de/en/produkte/23001000AD.html
23002000AD | 23002 | switch-disconnector 3-pole | [5 empty] | switch-disconnector 3-pole, box terminal 6 - 70 mm², graphite grey handle, 160 A, for mounting plate | Panel | 1 | 158.12 |  |  | 14 | 02 | x |  | 4021267230029 | 158 | 58 | 122 | 11.7 | 110.0 | 0.188 | 0.088 | 1.200 |  |  | 85365080 | 508 Brasilien | Yes | 27371403 | 27371403 | EC000216 | EC000216 | EC000216 | EC000216 | EC000216 | https://pim.woehner.de/en/produkte/23002000AD.html
23003000AD | 23003 | switch-disconnector 3-pole | [5 empty] | switch-disconnector 3-pole, screw M8, graphite-grey handle, 250 A, for mounting plate | Panel | 1 | 160.05 |  |  | 14 | 03 | x |  | 4021267230036 | 205 | 65 | 135 | 15.0 | 180.0 | 0.192 | 0.126 | 1.200 |  |  | 85365080 | 508 Brasilien | Yes | 27371403 | 27371403 | EC000216 | EC000216 | EC000216 | EC000216 | EC000216 | https://pim.woehner.de/en/produkte/23003000AD.html
23004000AD | 23004 | switch-disconnector 3-pole | [5 empty] | switch-disconnector 3-pole, screw M10, graphite-grey handle, 400 A, for mounting plate | Panel | 1 | 251.49 |  |  | 14 | 06 | x |  | 4021267230043 | 205 | 65 | 147 | 38.4 | 200.0 | 0.216 | 0.126 | 1.300 |  |  | 85365080 | 508 Brasilien | Yes | 27371403 | 27371403 | EC000216 | EC000216 | EC000216 | EC000216 | EC000216 | https://pim.woehner.de/en/produkte/23004000AD.html
23005000AD | 23005 | switch-disconnector 3-pole | [5 empty] | switch-disconnector 3-pole, screw M10, graphite-grey handle, 630 A, for mounting plate | Panel | 1 | 388.66 |  |  | 14 | 09 | x |  | 4021267230050 | 293 | 98 | 193 | 56.4 | 500.0 | 0.720 | 0.120 | 4.500 |  |  | 85365080 | 508 Brasilien | Yes | 27371403 | 27371403 | EC000216 | EC000216 | EC000216 | EC000216 | EC000216 | https://pim.woehner.de/en/produkte/23005000AD.html
23006000AD | 23006 | switch-disconnector 3-pole | [5 empty] | switch-disconnector 3-pole, screw M12, graphite-grey handle, 1000 A, for mounting plate | Panel | 1 | 494.14 |  |  | 14 | 15 | x |  | 4021267230067 | 293 | 98 | 204 | 142.5 | 540.0 | 0.880 | 0.120 | 5.500 |  |  | 85365080 | 508 Brasilien | Yes | 27371403 | 27371403 | EC000216 | EC000216 | EC000216 | EC000216 | EC000216 | https://pim.woehner.de/en/produkte/23006000AD.html
23007000AD | 23007 | switch-disconnector 3-pole | [5 empty] | switch-disconnector 3-pole, screw M16, graphite-grey handle, 1250 A, for mounting plate | Panel | 1 | 1059.28 |  |  | 14 | 15 | x |  | 4021267230074 | 385 | 127 | 290 | 187.5 | 1230.0 | 2.640 | 0.462 | 16.500 |  |  | 85365080 | 508 Brasilien | Yes | 27371403 | 27371403 | EC000216 | EC000216 | EC000216 | EC000216 | EC000216 | https://pim.woehner.de/en/produkte/23007000AD.html
23008000AD | 23008 | switch-disconnector 3-pole | [5 empty] | switch-disconnector 3-pole, screw M12, graphite-grey handle, 1600 A, for mounting plate | Panel | 1 | 1752.76 |  |  | 14 | 15 | x |  | 4021267230081 | 385 | 127 | 360 | 307.2 | 1320.0 | 4.116 | 0.462 | 25.700 |  |  | 85365080 | 508 Brasilien | Yes | 27371403 | 27371403 | EC000216 | EC000216 | EC000216 | EC000216 | EC000216 | https://pim.woehner.de/en/produkte/23008000AD.html
23009000AD | 23009 | switch-disconnector 3-pole | [5 empty] | switch-disconnector 3-pole, screw M12, graphite-grey handle, 2500 A, for mounting plate | Panel | 1 | 5182.11 |  |  | 14 | 18 | x |  | 4021267230098 | 385 | 248 | 450 | 375.0 | 2850.0 | 13.336 | 1.168 | 83.200 |  |  | 85365080 | 508 Brasilien | Yes | 27371403 | 27371403 | EC000216 | EC000216 | EC000216 | EC000216 | EC000216 | https://pim.woehner.de/en/produkte/23009000AD.html
23010000AD | 23010 | switch-disconnector 3-pole | [5 empty] | switch-disconnector 3-pole, screw M12, graphite-grey handle, 3150 A, for mounting plate | Panel | 1 | 5873.54 |  |  | 14 | 18 | x |  | 4021267230104 | 385 | 248 | 450 | 595.2 | 3100.0 | 15.584 | 1.168 | 97.200 |  |  | 85365080 | 508 Brasilien | Yes | 27371403 | 27371403 | EC000216 | EC000216 | EC000216 | EC000216 | EC000216 | https://pim.woehner.de/en/produkte/23010000AD.html
23011000AD | 23011 | switch-disconnector 4-pole | [5 empty] | switch-disconnector 4-pole, screw M6, graphite-grey handle, 160 A, for mounting plate | Panel | 1 | 136.80 |  |  | 14 | 02 | x |  | 4021267230111 | 158 | 58 | 122 | 15.6 | 120.0 | 0.117 | 0.088 | 0.700 |  |  | 85365080 | 508 Brasilien | Yes | 27371403 | 27371403 | EC000216 | EC000216 | EC000216 | EC000216 | EC000216 | https://pim.woehner.de/en/produkte/23011000AD.html
23012000AD | 23012 | switch-disconnector 4-pole | [5 empty] | switch-disconnector 4-pole, box terminal 6 - 70 mm², graphite grey handle, 160 A, for mounting plate | Panel | 1 | 172.07 |  |  | 14 | 02 | x |  | 4021267230128 | 158 | 58 | 122 | 15.6 | 120.0 | 0.156 | 0.088 | 1.000 |  |  | 85365080 | 508 Brasilien | Yes | 27371403 | 27371403 | EC000216 | EC000216 | EC000216 | EC000216 | EC000216 | https://pim.woehner.de/en/produkte/23012000AD.html
23013000AD | 23013 | switch-disconnector 4-pole | [5 empty] | switch-disconnector 4-pole, screw M8, graphite-grey handle, 250 A, for mounting plate | Panel | 1 | 171.47 |  |  | 14 | 03 | x |  | 4021267230135 | 205 | 65 | 135 | 20.0 | 190.0 | 0.256 | 0.126 | 1.600 |  |  | 85365080 | 508 Brasilien | Yes | 27371403 | 27371403 | EC000216 | EC000216 | EC000216 | EC000216 | EC000216 | https://pim.woehner.de/en/produkte/23013000AD.html
23014000AD | 23014 | switch-disconnector 4-pole | [5 empty] | switch-disconnector 4-pole, screw M10, graphite-grey handle, 400 A, for mounting plate | Panel | 1 | 281.97 |  |  | 14 | 06 | x |  | 4021267230142 | 205 | 65 | 147 | 51.2 | 210.0 | 0.288 | 0.126 | 1.800 |  |  | 85365080 | 508 Brasilien | Yes | 27371403 | 27371403 | EC000216 | EC000216 | EC000216 | EC000216 | EC000216 | https://pim.woehner.de/en/produkte/23014000AD.html
23015000AD | 23015 | switch-disconnector 4-pole | [5 empty] | switch-disconnector 4-pole, screw M10, graphite-grey handle, 630 A, for mounting plate | Panel | 1 | 457.25 |  |  | 14 | 09 | x |  | 4021267230159 | 293 | 98 | 193 | 75.2 | 550.0 | 0.960 | 0.120 | 6.000 |  |  | 85365080 | 508 Brasilien | Yes | 27371403 | 27371403 | EC000216 | EC000216 | EC000216 | EC000216 | EC000216 | https://pim.woehner.de/en/produkte/23015000AD.html
23016000AD | 23016 | switch-disconnector 4-pole | [5 empty] | switch-disconnector 4-pole, screw M12, graphite-grey handle, 1000 A, for mounting plate | Panel | 1 | 623.37 |  |  | 14 | 15 | x |  | 4021267230166 | 293 | 98 | 204 | 190.0 | 590.0 | 1.184 | 0.120 | 7.400 |  |  | 85365080 | 508 Brasilien | Yes | 27371403 | 27371403 | EC000216 | EC000216 | EC000216 | EC000216 | EC000216 | https://pim.woehner.de/en/produkte/23016000AD.html
23017000AD | 23017 | switch-disconnector 4-pole | [5 empty] | switch-disconnector 4-pole, screw M16, graphite-grey handle, 1250 A, for mounting plate | Panel | 1 | 1219.31 |  |  | 14 | 15 | x |  | 4021267230173 | 385 | 127 | 290 | 250.0 | 1370.0 | 4.304 | 0.462 | 26.900 |  |  | 85365080 | 508 Brasilien | Yes | 27371403 | 27371403 | EC000216 | EC000216 | EC000216 | EC000216 | EC000216 | https://pim.woehner.de/en/produkte/23017000AD.html
23018000AD | 23018 | switch-disconnector 4-pole | [5 empty] | switch-disconnector 4-pole, screw M12, graphite-grey handle, 1600 A, for mounting plate | Panel | 1 | 2019.48 |  |  | 14 | 15 | x |  | 4021267230180 | 385 | 127 | 360 | 409.6 | 1490.0 | 5.488 | 0.462 | 34.200 |  |  | 85365080 | 508 Brasilien | Yes | 27371403 | 27371403 | EC000216 | EC000216 | EC000216 | EC000216 | EC000216 | https://pim.woehner.de/en/produkte/23018000AD.html
23021000AD | 23021 | switch-disconnector 3-pole + N | N on right side |  |  |  |  | switch-disconnector 3-pole + N, screw M6, graphite-grey handle, 160 A, N on right side, for mounting plate | Panel | 1 | 136.80 |  |  | 14 | 02 | x |  | 4021267230210 | 158 | 58 | 122 | 15.6 | 120.0 | 0.117 | 0.088 | 0.700 |  |  | 85365080 | 508 Brasilien | Yes | 27371403 | 27371403 | EC000216 | EC000216 | EC000216 | EC000216 | EC000216 | https://pim.woehner.de/en/produkte/23021000AD.html
23022000AD | 23022 | switch-disconnector 3-pole + N | N on right side |  |  |  |  | switch-disconnector 3-pole + N, box terminal 6 - 70 mm², graphite grey handle, 160 A, N on right side, for mounting plate | Panel | 1 | 204.90 |  |  | 14 | 02 | x |  | 4021267230227 | 158 | 58 | 122 | 15.6 | 120.0 | 0.156 | 0.088 | 1.000 |  |  | 85365080 | 508 Brasilien | Yes | 27371403 | 27371403 | EC000216 | EC000216 | EC000216 | EC000216 | EC000216 | https://pim.woehner.de/en/produkte/23022000AD.html
23023000AD | 23023 | switch-disconnector 3-pole + N | N on right side |  |  |  |  | switch-disconnector 3-pole + N, screw M8, graphite-grey handle, 250 A, N on right side, for mounting plate | Panel | 1 | 171.47 |  |  | 14 | 03 | x |  | 4021267230234 | 205 | 65 | 135 | 20.0 | 190.0 | 0.256 | 0.126 | 1.600 |  |  | 85365080 | 508 Brasilien | Yes | 27371403 | 27371403 | EC000216 | EC000216 | EC000216 | EC000216 | EC000216 | https://pim.woehner.de/en/produkte/23023000AD.html
23024000AD | 23024 | switch-disconnector 3-pole + N | N on right side |  |  |  |  | switch-disconnector 3-pole + N, screw M10, graphite-grey handle, 400 A, N on right side, for mounting plate | Panel | 1 | 281.97 |  |  | 14 | 06 | x |  | 4021267230241 | 205 | 65 | 147 | 51.2 | 210.0 | 0.288 | 0.126 | 1.800 |  |  | 85365080 | 508 Brasilien | Yes | 27371403 | 27371403 | EC000216 | EC000216 | EC000216 | EC000216 | EC000216 | https://pim.woehner.de/en/produkte/23024000AD.html
23025000AD | 23025 | switch-disconnector 3-pole + N | N on right side |  |  |  |  | switch-disconnector 3-pole + N, screw M10, graphite-grey handle, 630 A, N on right side, for mounting plate | Panel | 1 | 457.25 |  |  | 14 | 09 | x |  | 4021267230258 | 293 | 98 | 193 | 75.2 | 550.0 | 0.960 | 0.120 | 6.000 |  |  | 85365080 | 508 Brasilien | Yes | 27371403 | 27371403 | EC000216 | EC000216 | EC000216 | EC000216 | EC000216 | https://pim.woehner.de/en/produkte/23025000AD.html
23026000AD | 23026 | switch-disconnector 3-pole + N | N on right side |  |  |  |  | switch-disconnector 3-pole + N, screw M12, graphite-grey handle, 1000 A, N on right side, for mounting plate | Panel | 1 | 623.37 |  |  | 14 | 15 | x |  | 4021267230265 | 293 | 98 | 204 | 190.0 | 590.0 | 1.184 | 0.120 | 7.400 |  |  | 85365080 | 508 Brasilien | Yes | 27371403 | 27371403 | EC000216 | EC000216 | EC000216 | EC000216 | EC000216 | https://pim.woehner.de/en/produkte/23026000AD.html
23027000AD | 23027 | switch-disconnector 3-pole + N | N on right side |  |  |  |  | switch-disconnector 3-pole + N, screw M16, graphite-grey handle, 1250 A, N on right side, for mounting plate | Panel | 1 | 1219.31 |  |  | 14 | 15 | x |  | 4021267230272 | 385 | 127 | 290 | 250.0 | 1370.0 | 4.304 | 0.462 | 26.900 |  |  | 85365080 | 508 Brasilien | Yes | 27371403 | 27371403 | EC000216 | EC000216 | EC000216 | EC000216 | EC000216 | https://pim.woehner.de/en/produkte/23027000AD.html
23028000AD | 23028 | switch-disconnector 3-pole + N | N on right side |  |  |  |  | switch-disconnector 3-pole + N, screw M12, graphite-grey handle, 1600 A, N on right side, for mounting plate | Panel | 1 | 2019.48 |  |  | 14 | 15 | x |  | 4021267230289 | 385 | 127 | 360 | 409.6 | 1490.0 | 5.488 | 0.462 | 34.200 |  |  | 85365080 | 508 Brasilien | Yes | 27371403 | 27371403 | EC000216 | EC000216 | EC000216 | EC000216 | EC000216 | https://pim.woehner.de/en/produkte/23028000AD.html
23050000AD | 23050 | switch-disconnector 2-pole | [5 empty] | switch-disconnector 2-pole, screw M12, 500 A, UL version, for mounting plate | Panel | 1 | 381.06 |  |  | 14 | 10 | x |  | 4021267230500 | 121 | 158 | 151 | 17.1 | 315.0 | 0.598 | 0.000 | 10.000 |  |  | 85353010 | 508 Brasilien | Yes | 27371403 | 27371403 | EC000216 | EC000216 | EC000216 | EC000216 | EC000216 | https://pim.woehner.de/en/produkte/23050000AD.html
23051000AD | 23051 | switch-disconnector 2-pole | [5 empty] | switch-disconnector 2-pole, screw M10, 400 A, UL version, for mounting plate | Panel | 1 | 392.98 |  |  | 14 | 07 | x |  | 4021267230517 | 121 | 158 | 151 | 11.0 | 305.0 | 0.583 | 0.000 | 8.400 |  |  | 85353010 | 508 Brasilien | Yes | 27371403 | 27371403 | EC000216 | EC000216 | EC000216 | EC000216 | EC000216 | https://pim.woehner.de/en/produkte/23051000AD.html
23052000AD | 23052 | switch-disconnector 2-pole | [5 empty] | switch-disconnector 2-pole, screw M12, 500 A, IEC version, for mounting plate | Panel | 1 | 190.58 |  |  | 14 | 10 | x |  | 4021267230524 | 121 | 158 | 151 | 17.1 | 315.0 | 0.598 | 0.000 | 10.000 |  |  | 85353010 | 508 Brasilien | Yes | 27371403 | 27371403 | EC000216 | EC000216 | EC000216 | EC000216 | EC000216 | https://pim.woehner.de/en/produkte/23052000AD.html
23053000AD | 23053 | switch-disconnector 2-pole | [5 empty] | switch-disconnector 2-pole, screw M10, 400 A, IEC version, for mounting plate | Panel | 1 | 196.55 |  |  | 14 | 07 | x |  | 4021267230531 | 121 | 158 | 151 | 11.0 | 305.0 | 0.583 | 0.000 | 8.400 |  |  | 85353010 | 508 Brasilien | Yes | 27371403 | 27371403 | EC000216 | EC000216 | EC000216 | EC000216 | EC000216 | https://pim.woehner.de/en/produkte/23053000AD.html
23101000AD | 23101 | changeover switch 3-pole | [5 empty] | changeover switch 3-pole, screw M6, 160 A, for mounting plate | Panel | 1 | 307.63 |  |  | 14 | 32 | x |  | 4021267231019 | 206 | 244 | 140 | 23.4 | 260.0 | 0.282 | 0.141 | 1.800 |  |  | 85365080 | 508 Brasilien | Yes | 27371403 | 27371403 | EC000216 | EC001040 | EC001040 | EC001040 | EC001040 | https://pim.woehner.de/en/produkte/23101000AD.html
23103000AD | 23103 | changeover switch 3-pole | [5 empty] | changeover switch 3-pole, screw M8, 250 A, for mounting plate | Panel | 1 | 536.06 |  |  | 14 | 33 | x |  | 4021267231033 | 249 | 246 | 165 | 31.2 | 406.0 | 0.384 | 0.196 | 2.400 |  |  | 85365080 | 508 Brasilien | Yes | 27371403 | 27371403 | EC000216 | EC001040 | EC001040 | EC001040 | EC001040 | https://pim.woehner.de/en/produkte/23103000AD.html
23104000AD | 23104 | changeover switch 3-pole | [5 empty] | changeover switch 3-pole, screw M10, 400 A, for mounting plate | Panel | 1 | 720.32 |  |  | 14 | 36 | x |  | 4021267231040 | 249 | 246 | 165 | 30.0 | 440.0 | 0.432 | 0.196 | 2.700 |  |  | 85365080 | 508 Brasilien | Yes | 27371403 | 27371403 | EC000216 | EC001040 | EC001040 | EC001040 | EC001040 | https://pim.woehner.de/en/produkte/23104000AD.html
23105000AD | 23105 | changeover switch 3-pole | [5 empty] | changeover switch 3-pole, screw M10, 630 A, for mounting plate | Panel | 1 | 1097.84 |  |  | 14 | 39 | x |  | 4021267231057 | 297 | 230 | 164 | 40.0 | 1080.0 | 1.440 | 0.240 | 9.000 |  |  | 85365080 | 508 Brasilien | Yes | 27371403 | 27371403 | EC000216 | EC001040 | EC001040 | EC001040 | EC001040 | https://pim.woehner.de/en/produkte/23105000AD.html
23106000AD | 23106 | changeover switch 3-pole | [5 empty] | changeover switch 3-pole, screw M12, 1000 A, for mounting plate | Panel | 1 | 1977.82 |  |  | 14 | 45 | x |  | 4021267231064 | 297 | 230 | 164 | 76.8 | 1100.0 | 1.776 | 0.240 | 11.100 |  |  | 85365080 | 508 Brasilien | Yes | 27371403 | 27371403 | EC001040 | EC001040 | EC001040 | EC001040 | EC001040 | https://pim.woehner.de/en/produkte/23106000AD.html
23107000AD | 23107 | changeover switch 3-pole | [5 empty] | changeover switch 3-pole, screw M16, 1250 A, for mounting plate | Panel | 1 | 2317.67 |  |  | 14 | 45 | x |  | 4021267231071 | 309 | 285 | 243 | 102.4 | 2700.0 | 6.456 | 0.596 | 40.300 |  |  | 85365080 | 508 Brasilien | Yes | 27371403 | 27371403 | EC001040 | EC001040 | EC001040 | EC001040 | EC001040 | https://pim.woehner.de/en/produkte/23107000AD.html
23121000AD | 23121 | changeover switch 3-pole + N | N on right side |  |  |  |  | changeover switch 3-pole + N, screw M6, 160 A, N on right side, for mounting plate | Panel | 1 | 310.23 |  |  | 14 | 32 | x |  | 4021267231217 | 206 | 244 | 140 | 150.4 | 280.0 | 0.376 | 0.141 | 1.800 |  |  | 85365080 | 508 Brasilien | Yes | 27371403 | 27371403 | EC000216 | EC001040 | EC001040 | EC001040 | EC001040 | https://pim.woehner.de/en/produkte/23121000AD.html
23123000AD | 23123 | changeover switch 3-pole + N | N on right side |  |  |  |  | changeover switch 3-pole + N, screw M8, 250 A, N on right side, for mounting plate | Panel | 1 | 579.43 |  |  | 14 | 33 | x |  | 4021267231231 | 249 | 246 | 165 | 285.0 | 440.0 | 0.576 | 0.196 | 3.600 |  |  | 85365080 | 508 Brasilien | Yes | 27371403 | 27371403 | EC000216 | EC001040 | EC001040 | EC001040 | EC001040 | https://pim.woehner.de/en/produkte/23123000AD.html
23124000AD | 23124 | changeover switch 3-pole + N | N on right side |  |  |  |  | changeover switch 3-pole + N, screw M10, 400 A, N on right side, for mounting plate | Panel | 1 | 766.98 |  |  | 14 | 36 | x |  | 4021267231248 | 249 | 246 | 165 | 380.0 | 470.0 | 0.576 | 0.196 | 3.600 |  |  | 85365080 | 508 Brasilien | Yes | 27371403 | 27371403 | EC000216 | EC001040 | EC001040 | EC001040 | EC001040 | https://pim.woehner.de/en/produkte/23124000AD.html
23125000AD | 23125 | changeover switch 3-pole + N | N on right side |  |  |  |  | changeover switch 3-pole + N, screw M10, 630 A, N on right side, for mounting plate | Panel | 1 | 1166.41 |  |  | 14 | 39 | x |  | 4021267231255 | 297 | 230 | 164 | 375.0 | 1200.0 | 1.920 | 0.240 | 12.000 |  |  | 85365080 | 508 Brasilien | Yes | 27371403 | 27371403 | EC001040 | EC001040 | EC001040 | EC001040 | EC001040 | https://pim.woehner.de/en/produkte/23125000AD.html
23126000AD | 23126 | changeover switch 3-pole + N | N on right side |  |  |  |  | changeover switch 3-pole + N, screw M12, 1000 A, N on right side, for mounting plate | Panel | 1 | 2106.93 |  |  | 14 | 45 | x |  | 4021267231262 | 297 | 230 | 164 | 500.0 | 1300.0 | 2.368 | 0.240 | 14.800 |  |  | 85365080 | 508 Brasilien | Yes | 27371403 | 27371403 | EC001040 | EC001040 | EC001040 | EC001040 | EC001040 | https://pim.woehner.de/en/produkte/23126000AD.html
23127000AD | 23127 | changeover switch 3-pole + N | N on right side |  |  |  |  | changeover switch 3-pole + N, screw M16, 1250 A, N on right side, for mounting plate | Panel | 1 | 2795.02 |  |  | 14 | 45 | x |  | 4021267231279 | 309 | 285 | 243 | 614.4 | 3050.0 | 8.608 | 0.596 | 53.700 |  |  | 85365080 | 508 Brasilien | Yes | 27371403 | 27371403 | EC001040 | EC001040 | EC001040 | EC001040 | EC001040 | https://pim.woehner.de/en/produkte/23127000AD.html
23128000AD | 23128 | changeover switch 3-pole + N | N on right side |  |  |  |  | changeover switch 3-pole + N, screw M12, 1600 A, N on right side, for mounting plate | Panel | 1 | 3154.46 |  |  | 14 | 45 | x |  | 4021267231286 | 309 | 208 | 243 | 819.2 | 3500.0 | 10.976 | 0.460 | 68.500 |  |  | 85365080 | 508 Brasilien | Yes | 27371403 | 27371403 | EC001040 | EC001040 | EC001040 | EC001040 | EC001040 | https://pim.woehner.de/en/produkte/23128000AD.html
23901000AD | 23901 | door coupling rotary drive |  |  |  | S32 160 A |  | door coupling rotary drive, graphite grey, without handle, without door interlock, for S32 160 A | Panel | 1 | 24.85 |  |  | 14 | 51 | x |  | 4021267239015 | 78 | 25 | 78 | 0.0 | 24.2 | 0.000 | 0.000 | 0.000 |  |  | 85389099 | 508 Brasilien | Yes | 27370415 | 27370415 | EC000230 | EC000230 | EC000230 | EC000230 | EC000230 | https://pim.woehner.de/en/produkte/23901000AD.html
23902000AD | 23902 | door coupling rotary drive |  |  |  | S32 250 A / 400 A |  | door coupling rotary drive, graphite grey, without handle, without door interlock, for S32 250 A / 400 A |  | 1 | 25.28 |  |  | 14 | 51 | x |  | 4021267239022 |  |  |  | 0.0 | 24.3 | 0.000 | 0.000 | 0.000 |  |  | 85389099 | 508 Brasilien | Yes | 27370415 | 27370415 | EC000230 | EC000230 | EC000230 | EC000230 | EC000230 | https://pim.woehner.de/en/produkte/23902000AD.html
23903000AD | 23903 | door coupling rotary drive |  |  |  | S32 630 A / 1000 A / 1250 A / 1600 A / 2500 A / 3150 A |  | door coupling rotary drive, graphite grey, without handle, without door interlock, for S32 630 A / 1000 A / 1250 A / 1600 A / 2500 A / 3150 A |  | 1 | 66.08 |  |  | 14 | 51 | x |  | 4021267239039 |  |  |  | 0.0 | 24.3 | 0.000 | 0.000 | 0.000 |  |  | 85389099 | 508 Brasilien | Yes | 27370415 | 27370415 | EC000230 | EC000230 | EC000230 | EC000230 | EC000230 | https://pim.woehner.de/en/produkte/23903000AD.html
23904000AD | 23904 | door coupling rotary drive |  |  |  | S32 160 A |  | door coupling rotary drive, graphite grey, without handle, with door interlock, for padlocks, for S32 160 A |  | 1 | 39.73 |  |  | 14 | 51 | x |  | 4021267239046 |  |  |  | 0.0 | 29.1 | 0.000 | 0.000 | 0.000 |  |  | 85389099 | 508 Brasilien | Yes | 27370415 | 27370415 | EC000230 | EC000230 | EC000230 | EC000230 | EC000230 | https://pim.woehner.de/en/produkte/23904000AD.html
23905000AD | 23905 | door coupling rotary drive |  |  |  | S32 250 A / 400 A |  | door coupling rotary drive, graphite grey, without handle, with door interlock, for padlocks, for S32 250 A / 400 A |  | 1 | 40.17 |  |  | 14 | 51 | x |  | 4021267239053 |  |  |  | 0.0 | 29.2 | 0.000 | 0.000 | 0.000 |  |  | 85389099 | 508 Brasilien | Yes | 27370415 | 27370415 | EC000230 | EC000230 | EC000230 | EC000230 | EC000230 | https://pim.woehner.de/en/produkte/23905000AD.html
23906000AD | 23906 | door coupling rotary drive |  |  |  | S32 630 A / 1000 A / 1250 A / 1600 A / 2500 A / 3150 A |  | door coupling rotary drive, graphite grey, without handle, with door interlock, for padlocks, for S32 630 A / 1000 A / 1250 A / 1600 A / 2500 A / 3150 A |  | 1 | 83.01 |  |  | 14 | 51 | x |  | 4021267239060 |  |  |  | 0.0 | 29.2 | 0.000 | 0.000 | 0.000 |  |  | 85389099 | 508 Brasilien | Yes | 27370415 | 27370415 | EC000230 | EC000230 | EC000230 | EC000230 | EC000230 | https://pim.woehner.de/en/produkte/23906000AD.html
23907000AD | 23907 | door coupling rotary drive |  |  |  | S32 160 A |  | door coupling rotary drive, graphite grey, without handle, with door interlock, for padlocks, for S32 160 A |  | 1 | 90.75 |  |  | 14 | 51 | x |  | 4021267239077 |  |  |  | 0.0 | 33.1 | 0.000 | 0.000 | 0.000 |  |  | 85389099 | 508 Brasilien | Yes | 27370415 | 27370415 | EC000230 | EC000230 | EC000230 | EC000230 | EC000230 | https://pim.woehner.de/en/produkte/23907000AD.html
23908000AD | 23908 | door coupling rotary drive |  |  |  | S32 250 A / 400 A |  | door coupling rotary drive, graphite grey, without handle, with door interlock, for padlocks, for S32 250 A / 400 A |  | 1 | 93.93 |  |  | 14 | 51 | x |  | 4021267239084 |  |  |  | 0.0 | 33.1 | 0.000 | 0.000 | 0.000 |  |  | 85389099 | 508 Brasilien | Yes | 27370415 | 27370415 | EC000230 | EC000230 | EC000230 | EC000230 | EC000230 | https://pim.woehner.de/en/produkte/23908000AD.html
23909000AD | 23909 | door coupling rotary drive |  |  |  | S32 630 A / 1000 A / 1250 A / 1600 A / 2500 A / 3150 A |  | door coupling rotary drive, graphite grey, without handle, with door interlock, for padlocks, for S32 630 A / 1000 A / 1250 A / 1600 A / 2500 A / 3150 A |  | 1 | 141.99 |  |  | 14 | 51 | x |  | 4021267239091 |  |  |  | 0.0 | 33.1 | 0.000 | 0.000 | 0.000 |  |  | 85389099 | 508 Brasilien | Yes | 27370415 | 27370415 | EC000230 | EC000230 | EC000230 | EC000230 | EC000230 | https://pim.woehner.de/en/produkte/23909000AD.html
23910000AD | 23910 | door coupling rotary drive |  |  |  | S32 160 A |  | door coupling rotary drive, for closing with padlocks and door inter-locking, yellow-red, with handle, with door interlock, for padlocks, for S32 160 A |  | 1 | 43.96 |  |  | 14 | 51 | x |  | 4021267239107 |  |  |  | 0.0 | 39.7 | 0.000 | 0.000 | 0.000 |  |  | 85389099 | 508 Brasilien | Yes | 27370415 | 27370415 | EC000230 | EC000230 | EC000230 | EC000230 | EC000230 | https://pim.woehner.de/en/produkte/23910000AD.html
23911000AD | 23911 | door coupling rotary drive |  |  |  | S32 250 A / 400 A |  | door coupling rotary drive, yellow-red, with handle, with door interlock, for padlocks, for S32 250 A / 400 A |  | 1 | 45.44 |  |  | 14 | 51 | x |  | 4021267239114 |  |  |  | 0.0 | 43.3 | 0.000 | 0.000 | 0.000 |  |  | 85389099 | 508 Brasilien | Yes | 27370415 | 27370415 | EC000230 | EC000230 | EC000230 | EC000230 | EC000230 | https://pim.woehner.de/en/produkte/23911000AD.html
23912000AD | 23912 | door coupling rotary drive |  |  |  | S32 630 A / 1000 A |  | door coupling rotary drive, yellow-red, with handle, with door interlock, for padlocks, for S32 630 A / 1000 A |  | 1 | 87.21 |  |  | 14 | 51 | x |  | 4021267239121 |  |  |  | 0.0 | 77.7 | 0.000 | 0.000 | 0.000 |  |  | 85389099 | 508 Brasilien | Yes | 27370415 | 27370415 | EC000230 | EC000230 | EC000230 | EC000230 | EC000230 | https://pim.woehner.de/en/produkte/23912000AD.html
23913000AD | 23913 | door coupling rotary drive |  |  |  | S32 1250 A / 1600 A |  | door coupling rotary drive, yellow-red, with handle, with door interlock, for padlocks, for S32 1250 A / 1600 A |  | 1 | 94.20 |  |  | 14 | 51 | x |  | 4021267239138 |  |  |  | 0.0 | 78.9 | 0.000 | 0.000 | 0.000 |  |  | 85389099 | 508 Brasilien | Yes | 27370415 | 27370415 | EC000230 | EC000230 | EC000230 | EC000230 | EC000230 | https://pim.woehner.de/en/produkte/23913000AD.html
23914000AD | 23914 | door coupling rotary drive |  |  |  | S32 2500 A / 3150 A |  | door coupling rotary drive, yellow-red, with handle, with door interlock, for padlocks, for S32 2500 A / 3150 A |  | 1 | 96.58 |  |  | 14 | 51 | x |  | 4021267239145 |  |  |  | 0.0 | 89.4 | 0.000 | 0.000 | 0.000 |  |  | 85389099 | 508 Brasilien | Yes | 27370415 | 27370415 | EC000230 | EC000230 | EC000230 | EC000230 | EC000230 | https://pim.woehner.de/en/produkte/23914000AD.html
23915000AD | 23915 | connection space cover, top / bottom attachable |  |  |  | S32 160 A |  | connection space cover, top / bottom attachable, for covering all terminals at one side of the switch, transparent, for 3P, 3P+N, 4P, for S32 160 A |  | 1 | 4.52 |  |  | 14 | 51 | x |  | 4021267239152 |  |  |  | 0.0 | 4.7 | 0.000 | 0.000 | 0.000 | 0.000 | 0.000 | 85389099 | 508 Brasilien | Yes | 27371492 | 27371492 | EC002498 | EC002498 | EC002498 | EC002498 | EC002498 | https://pim.woehner.de/en/produkte/23915000AD.html
23916000AD | 23916 | connection space cover, top / bottom attachable |  |  |  | S32 250 A / 400 A |  | connection space cover, top / bottom attachable, for covering all terminals at one side of the switch, transparent, for 3P, 3P+N, 4P, for S32 250 A / 400 A |  | 1 | 9.05 |  |  | 14 | 51 | x |  | 4021267239169 |  |  |  |  | 8.3 | 0.000 | 0.000 | 0.000 | 0.000 | 0.000 | 85389099 | 508 Brasilien | Yes | 27371492 | 27371492 | EC002498 | EC002498 | EC002498 | EC002498 | EC002498 | https://pim.woehner.de/en/produkte/23916000AD.html
23917000AD | 23917 | connection space cover, top / bottom attachable |  |  |  | S32 630 A / 1000 A |  | connection space cover, top / bottom attachable, for covering all terminals at one side of the switch, transparent, for 3P, 3P+N, 4P, for S32 630 A / 1000 A |  | 1 | 9.69 |  |  | 14 | 51 | x |  | 4021267239176 |  |  |  |  | 11.9 | 0.000 | 0.000 | 0.000 | 0.000 | 0.000 | 85389099 | 508 Brasilien | Yes | 27371492 | 27371492 | EC002498 | EC002498 | EC002498 | EC002498 | EC002498 | https://pim.woehner.de/en/produkte/23917000AD.html
23918000AD | 23918 | connection space cover, top / bottom attachable |  |  |  | S32 1250 A / 1600 A |  | connection space cover, top / bottom attachable, for covering all terminals at one side of the switch, transparent, for 3P, 3P+N, 4P, for S32 1250 A / 1600 A |  | 1 | 56.56 |  |  | 14 | 51 | x |  | 4021267239183 |  |  |  |  | 21.7 | 0.000 | 0.000 | 0.000 | 0.000 | 0.000 | 85389099 | 508 Brasilien | Yes | 27371492 | 27371492 | EC002498 | EC002498 | EC002498 | EC002498 | EC002498 | https://pim.woehner.de/en/produkte/23918000AD.html
23919000AD | 23919 | connection space cover, top / bottom attachable |  |  |  | S32 2500 A / 3150 A |  | connection space cover, top / bottom attachable, for covering all terminals at one side of the switch, transparent, for 3P, 3P+N, 4P, for S32 2500 A / 3150 A |  | 1 | 69.69 |  |  | 14 | 51 | x |  | 4021267239190 |  |  |  |  | 42.7 | 0.000 | 0.000 | 0.000 | 0.000 | 0.000 | 85389099 | 508 Brasilien | Yes | 27371492 | 27371492 | EC002498 | EC002498 | EC002498 | EC002498 | EC002498 | https://pim.woehner.de/en/produkte/23919000AD.html
23920000AD | 23920 | pilot switch |  |  |  | S32 160 A |  | pilot switch, 1 n/c + 1 n/o, plug connectors 6.3 x 0.8, for S32 160 A |  | 1 | 21.21 |  |  | 14 | 51 | x |  | 4021267239206 |  |  |  | 0.0 | 3.7 | 0.000 | 0.000 | 0.000 |  |  | 85389099 | 508 Brasilien | Yes | 27371492 | 27371492 | EC002498 | EC002498 | EC002498 | EC002498 | EC002498 | https://pim.woehner.de/en/produkte/23920000AD.html
23921000AD | 23921 | pilot switch |  |  |  | S32 250 A / 400 A / 630 A / 1000 A / 1250 A / 1600 A / 2500 A / 3150 A |  | pilot switch, 1 n/c + 1 n/o, plug connectors 6.3 x 0.8, for S32 250 A / 400 A / 630 A / 1000 A / 1250 A / 1600 A / 2500 A / 3150 A |  | 1 | 17.04 |  |  | 14 | 51 | x |  | 4021267239213 |  |  |  | 0.0 | 2.4 | 0.000 | 0.000 | 0.000 |  |  | 85389099 | 508 Brasilien | Yes | 27371492 | 27371492 | EC002498 | EC002498 | EC002498 | EC002498 | EC002498 | https://pim.woehner.de/en/produkte/23921000AD.html
23922000AD | 23922 | extension shaft, 300 mm long |  |  |  | S32 160 A |  | extension shaft, 300 mm long, for S32 160 A |  | 1 | 8.13 |  |  | 14 | 51 | x |  | 4021267239220 |  |  |  | 0.0 | 5.4 | 0.000 | 0.020 | 0.000 |  | 0.000 | 85389099 | 508 Brasilien | Yes | 27371492 | 27371492 | EC000916 | EC000916 | EC000916 | EC000916 | EC000916 | https://pim.woehner.de/en/produkte/23922000AD.html
23923000AD | 23923 | extension shaft, 300 mm long |  |  |  | S32 250 A / 400 A |  | extension shaft, 300 mm long, for S32 250 A / 400 A |  | 1 | 16.01 |  |  | 14 | 51 | x |  | 4021267239237 |  |  |  | 0.0 | 28.1 | 0.000 | 0.020 | 0.000 |  | 0.000 | 85389099 | 508 Brasilien | Yes | 27371492 | 27371492 | EC000916 | EC000916 | EC000916 | EC000916 | EC000916 | https://pim.woehner.de/en/produkte/23923000AD.html
23924000AD | 23924 | extension shaft, 300 mm long |  |  |  | S32 630 A - 3150 A |  | extension shaft, 300 mm long, for S32 630 A - 3150 A |  | 1 | 21.55 |  |  | 14 | 51 | x |  | 4021267239244 |  |  |  | 0.0 | 53.6 | 0.000 | 0.044 | 0.000 |  | 0.000 | 85389099 | 508 Brasilien | Yes | 27371492 | 27371492 | EC000916 | EC000916 | EC000916 | EC000916 | EC000916 | https://pim.woehner.de/en/produkte/23924000AD.html
23925000AD | 23925 | connection terminal |  |  |  | S32 250 A |  | connection terminal, 1x 50 - 150 mm², for S32 250 A |  | 1 | 40.75 |  |  | 14 | 51 | x |  | 4021267239251 |  |  |  | 0.0 | 9.7 | 0.000 | 0.051 | 0.000 |  |  | 85389099 | 508 Brasilien | Yes | 27141146 | 27141146 | EC000001 | EC000001 | EC000001 | EC000001 | EC000001 | https://pim.woehner.de/en/produkte/23925000AD.html
23926000AD | 23926 | connection terminal |  |  |  | S32 400 A |  | connection terminal, 1x 95 - 240 mm², for S32 400 A |  | 1 | 41.68 |  |  | 14 | 51 | x |  | 4021267239268 |  |  |  | 0.0 | 16.1 | 0.000 | 0.094 | 0.000 |  |  | 85389099 | 508 Brasilien | Yes | 27141146 | 27141146 | EC000001 | EC000001 | EC000001 | EC000001 | EC000001 | https://pim.woehner.de/en/produkte/23926000AD.html
23927000AD | 23927 | connection terminal |  |  |  | S32 400 A |  | connection terminal, 2x 50 - 95 mm², for S32 400 A |  | 1 | 44.16 |  |  | 14 | 51 | x |  | 4021267239275 |  |  |  | 0.0 | 17.4 | 0.000 | 0.104 | 0.000 |  |  | 85389099 | 508 Brasilien | Yes | 27141146 | 27141146 | EC000001 | EC000001 | EC000001 | EC000001 | EC000001 | https://pim.woehner.de/en/produkte/23927000AD.html
23928000AD | 23928 | connection terminal |  |  |  | S32 630 A |  | connection terminal, 2x 95 - 150 mm², for S32 630 A |  | 1 | 39.17 |  |  | 14 | 51 | x |  | 4021267239282 |  |  |  | 0.0 | 29.6 | 0.000 | 0.186 | 0.000 |  |  | 85389099 | 508 Brasilien | Yes | 27141146 | 27141146 | EC000001 | EC000001 | EC000001 | EC000001 | EC000001 | https://pim.woehner.de/en/produkte/23928000AD.html
23929000AD | 23929 | connection terminal |  |  |  | S32 630 A |  | connection terminal, 3x 50 - 95 mm², for S32 630 A |  | 1 | 43.81 |  |  | 14 | 51 | x |  | 4021267239299 |  |  |  | 0.0 | 28.5 | 0.000 | 0.180 | 0.000 |  |  | 85389099 | 508 Brasilien | Yes | 27141146 | 27141146 | EC000001 | EC000001 | EC000001 | EC000001 | EC000001 | https://pim.woehner.de/en/produkte/23929000AD.html
23930000AD | 23930 | connection terminal |  |  |  | S32 1000 A |  | connection terminal, 2x 95 - 240 mm², for S32 1000 A |  | 1 | 72.97 |  |  | 14 | 51 | x |  | 4021267239305 |  |  |  | 0.0 | 46.2 | 0.000 | 0.282 | 0.000 |  |  | 85389099 | 508 Brasilien | Yes | 27141146 | 27141146 | EC000001 | EC000001 | EC000001 | EC000001 | EC000001 | https://pim.woehner.de/en/produkte/23930000AD.html
23932000AD | 23932 | door coupling rotary drive |  |  |  | BB32 160 A |  | door coupling rotary drive, graphite grey, without handle, with door interlock, for padlocks, for BB32 160 A |  | 1 | 39.73 |  |  | 14 | 51 | x |  | 4021267239329 | 78 | 25 | 78 | 0.0 | 33.0 | 0.000 | 0.000 | 0.000 |  |  | 85389099 | 508 Brasilien | Yes | 27370415 | 27370415 | EC000230 | EC000230 | EC000230 | EC000230 | EC000230 | https://pim.woehner.de/en/produkte/23932000AD.html
23933000AD | 23933 | door coupling rotary drive |  |  |  | BB32 250 A / 400 A |  | door coupling rotary drive, graphite grey, without handle, with door interlock, for padlocks, for BB32 250 A / 400 A |  | 1 | 40.17 |  |  | 14 | 51 | x |  | 4021267239336 | 78 | 25 | 78 | 0.0 | 33.0 | 0.000 | 0.000 | 0.000 |  |  | 85389099 | 508 Brasilien | Yes | 27370415 | 27370415 | EC000230 | EC000230 | EC000230 | EC000230 | EC000230 | https://pim.woehner.de/en/produkte/23933000AD.html
23934000AD | 23934 | door coupling rotary drive |  |  |  | BB32 630 A / 1000 A / 1250 A / 1600 A |  | door coupling rotary drive, graphite grey, without handle, with door interlock, for padlocks, for BB32 630 A / 1000 A / 1250 A / 1600 A |  | 1 | 83.01 |  |  | 14 | 51 | x |  | 4021267239343 | 100 | 30 | 100 | 0.0 | 61.0 | 0.000 | 0.000 | 0.000 |  |  | 85389099 | 508 Brasilien | Yes | 27370415 | 27370415 | EC000230 | EC000230 | EC000230 | EC000230 | EC000230 | https://pim.woehner.de/en/produkte/23934000AD.html
23935000AD | 23935 | connection space cover |  |  |  | BB32 160 A |  | connection space cover, for covering all connections, dark grey, for BB32 160 A |  | 1 | 28.36 |  |  | 14 | 51 | x |  | 4021267239350 | 155 | 60 | 150 | 0.0 | 7.0 | 0.000 | 0.000 | 0.000 | 0.000 | 0.000 | 85389099 | 508 Brasilien | Yes | 27371492 | 27371492 | EC002498 | EC002498 | EC002498 | EC002498 | EC002498 | https://pim.woehner.de/en/produkte/23935000AD.html
23936000AD | 23936 | connection space cover |  |  |  | BB32 250 A / 400 A |  | connection space cover, for covering all connections, dark grey, for BB32 250 A / 400 A |  | 1 | 32.08 |  |  | 14 | 51 | x |  | 4021267239367 | 205 | 82 | 160 | 0.0 | 14.0 | 0.000 | 0.000 | 0.000 | 0.000 | 0.000 | 85389099 | 508 Brasilien | Yes | 27371492 | 27371492 | EC002498 | EC002498 | EC002498 | EC002498 | EC002498 | https://pim.woehner.de/en/produkte/23936000AD.html
23937000AD | 23937 | connection space cover |  |  |  | BB32 630 A / 1000 A |  | connection space cover, for covering all connections, dark grey, for BB32 630 A / 1000 A |  | 1 | 38.78 |  |  | 14 | 51 | x |  | 4021267239374 | 285 | 100 | 220 | 0.0 | 23.0 | 0.000 | 0.000 | 0.000 | 0.000 | 0.000 | 85389099 | 508 Brasilien | Yes | 27371492 | 27371492 | EC002498 | EC002498 | EC002498 | EC002498 | EC002498 | https://pim.woehner.de/en/produkte/23937000AD.html
23938000AD | 23938 | connection space cover |  |  |  | BB32 1250 A |  | connection space cover, for covering all connections, dark grey, for BB32 1250 A |  | 1 | 85.18 |  |  | 14 | 51 | x |  | 4021267239381 | 364 | 183 | 260 | 0.0 | 30.0 | 0.000 | 0.000 | 0.000 | 0.000 | 0.000 | 85389099 | 508 Brasilien | Yes | 27371492 | 27371492 | EC002498 | EC002498 | EC002498 | EC002498 | EC002498 | https://pim.woehner.de/en/produkte/23938000AD.html
23939000AD | 23939 | connection space cover |  |  |  | BB32 1600 A |  | connection space cover, for covering all connections, dark grey, for BB32 1600 A |  | 1 | 119.02 |  |  | 14 | 51 | x |  | 4021267239398 | 364 | 263 | 260 | 0.0 | 30.0 | 0.000 | 0.000 | 0.000 | 0.000 | 0.000 | 85389099 | 508 Brasilien | Yes | 27371492 | 27371492 | EC002498 | EC002498 | EC002498 | EC002498 | EC002498 | https://pim.woehner.de/en/produkte/23939000AD.html
23940000AD | 23940 | connection bridge |  |  |  | BB32 160 A 3P |  | connection bridge, with terminal compartment cover, for BB32 160 A 3P |  | 1 | 106.33 |  |  | 14 | 51 | x |  | 4021267239404 | 155 | 60 | 150 | 0.0 | 46.4 | 0.318 | 0.000 | 2.000 |  |  | 85389099 | 508 Brasilien | Yes | 27371492 | 27371492 | EC002498 | EC002498 | EC002498 | EC002498 | EC002498 | https://pim.woehner.de/en/produkte/23940000AD.html
23941000AD | 23941 | connection bridge |  |  |  | BB32 160 A 3P+N |  | connection bridge, with terminal compartment cover, for BB32 160 A 3P+N |  | 1 | 118.61 |  |  | 14 | 51 | x |  | 4021267239411 | 155 | 60 | 150 | 0.0 | 57.0 | 0.424 | 0.000 | 2.600 |  |  | 85389099 | 508 Brasilien | Yes | 27371492 | 27371492 | EC002498 | EC002498 | EC002498 | EC002498 | EC002498 | https://pim.woehner.de/en/produkte/23941000AD.html
23942000AD | 23942 | connection bridge |  |  |  | BB32 250 A 3P |  | connection bridge, with terminal compartment cover, for BB32 250 A 3P |  | 1 | 166.12 |  |  | 14 | 51 | x |  | 4021267239428 | 205 | 82 | 160 | 0.0 | 76.0 | 0.516 | 0.000 | 3.200 |  |  | 85389099 | 508 Brasilien | Yes | 27371492 | 27371492 | EC002498 | EC002498 | EC002498 | EC002498 | EC002498 | https://pim.woehner.de/en/produkte/23942000AD.html
23943000AD | 23943 | connection bridge |  |  |  | BB32 250 A 3P+N |  | connection bridge, with terminal compartment cover, for BB32 250 A 3P+N |  | 1 | 190.38 |  |  | 14 | 51 | x |  | 4021267239435 | 205 | 82 | 160 | 0.0 | 93.2 | 0.688 | 0.000 | 4.300 |  |  | 85389099 | 508 Brasilien | Yes | 27371492 | 27371492 | EC002498 | EC002498 | EC002498 | EC002498 | EC002498 | https://pim.woehner.de/en/produkte/23943000AD.html
23944000AD | 23944 | connection bridge |  |  |  | BB32 400 A 3P |  | connection bridge, with terminal compartment cover, for BB32 400 A 3P |  | 1 | 218.93 |  |  | 14 | 51 | x |  | 4021267239442 | 205 | 82 | 160 | 0.0 | 95.0 | 0.651 | 0.000 | 4.100 |  |  | 85389099 | 508 Brasilien | Yes | 27371492 | 27371492 | EC002498 | EC002498 | EC002498 | EC002498 | EC002498 | https://pim.woehner.de/en/produkte/23944000AD.html
23945000AD | 23945 | connection bridge |  |  |  | BB32 400 A 3P+N |  | connection bridge, with terminal compartment cover, for BB32 400 A 3P+N |  | 1 | 249.45 |  |  | 14 | 51 | x |  | 4021267239459 | 205 | 82 | 160 | 0.0 | 116.7 | 0.868 | 0.000 | 5.400 |  |  | 85389099 | 508 Brasilien | Yes | 27371492 | 27371492 | EC002498 | EC002498 | EC002498 | EC002498 | EC002498 | https://pim.woehner.de/en/produkte/23945000AD.html
23946000AD | 23946 | connection bridge |  |  |  | BB32 630 A 3P |  | connection bridge, with terminal compartment cover, for BB32 630 A 3P |  | 1 | 349.16 |  |  | 14 | 51 | x |  | 4021267239466 | 285 | 100 | 220 | 0.0 | 236.0 | 1.878 | 0.000 | 11.700 |  |  | 85389099 | 508 Brasilien | Yes | 27371492 | 27371492 | EC002498 | EC002498 | EC002498 | EC002498 | EC002498 | https://pim.woehner.de/en/produkte/23946000AD.html
23947000AD | 23947 | connection bridge |  |  |  | BB32 630 A 3P+N |  | connection bridge, with terminal compartment cover, for BB32 630 A 3P+N |  | 1 | 396.19 |  |  | 14 | 51 | x |  | 4021267239473 | 285 | 100 | 220 | 0.0 | 298.6 | 2.504 | 0.000 | 15.600 |  |  | 85389099 | 508 Brasilien | Yes | 27371492 | 27371492 | EC002498 | EC002498 | EC002498 | EC002498 | EC002498 | https://pim.woehner.de/en/produkte/23947000AD.html
23948000AD | 23948 | connection bridge |  |  |  | BB32 1000 A 3P |  | connection bridge, with terminal compartment cover, for BB32 1000 A 3P |  | 1 | 751.50 |  |  | 14 | 51 | x |  | 4021267239480 | 285 | 100 | 220 | 0.0 | 271.0 | 2.202 | 0.000 | 13.700 |  |  | 85389099 | 508 Brasilien | Yes | 27371492 | 27371492 | EC002498 | EC002498 | EC002498 | EC002498 | EC002498 | https://pim.woehner.de/en/produkte/23948000AD.html
23949000AD | 23949 | connection bridge |  |  |  | BB32 1000 A 3P+N |  | connection bridge, with terminal compartment cover, for BB32 1000 A 3P+N |  | 1 | 853.03 |  |  | 14 | 51 | x |  | 4021267239497 | 285 | 100 | 220 | 0.0 | 344.4 | 2.936 | 0.000 | 18.700 |  |  | 85389099 | 508 Brasilien | Yes | 27371492 | 27371492 | EC002498 | EC002498 | EC002498 | EC002498 | EC002498 | https://pim.woehner.de/en/produkte/23949000AD.html
23950000AD | 23950 | connection bridge |  |  |  | BB32 1250 A 3P |  | connection bridge, with terminal compartment cover, for BB32 1250 A 3P |  | 1 | 865.15 |  |  | 14 | 51 | x |  | 4021267239503 | 364 | 183 | 260 | 0.0 | 561.2 | 5.034 | 0.000 | 31.400 |  |  | 85389099 | 508 Brasilien | Yes | 27371492 | 27371492 | EC002498 | EC002498 | EC002498 | EC002498 | EC002498 | https://pim.woehner.de/en/produkte/23950000AD.html
23951000AD | 23951 | connection bridge |  |  |  | BB32 1250 A 3P+N |  | connection bridge, with terminal compartment cover, for BB32 1250 A 3P+N |  | 1 | 1004.68 |  |  | 14 | 51 | x |  | 4021267239510 | 364 | 183 | 260 | 0.0 | 729.0 | 6.712 | 0.000 | 41.900 |  |  | 85389099 | 508 Brasilien | Yes | 27371492 | 27371492 | EC002498 | EC002498 | EC002498 | EC002498 | EC002498 | https://pim.woehner.de/en/produkte/23951000AD.html
23952000AD | 23952 | connection bridge |  |  |  | BB32 1600 A 3P |  | connection bridge, with terminal compartment cover, for BB32 1600 A 3P |  | 1 | 1409.73 |  |  | 14 | 51 | x |  | 4021267239527 | 364 | 263 | 260 | 0.0 | 766.0 | 6.918 | 0.000 | 43.200 |  |  | 85389099 | 508 Brasilien | Yes | 27371492 | 27371492 | EC002498 | EC002498 | EC002498 | EC002498 | EC002498 | https://pim.woehner.de/en/produkte/23952000AD.html
23953000AD | 23953 | connection bridge |  |  |  | BB32 1600 A 3P+N |  | connection bridge, with terminal compartment cover, for BB32 1600 A 3P+N |  | 1 | 1825.53 |  |  | 14 | 51 | x |  | 4021267239534 | 364 | 263 | 260 | 0.0 | 1007.2 | 9.224 | 0.000 | 57.600 |  |  | 85389099 | 508 Brasilien | Yes | 27371492 | 27371492 | EC002498 | EC002498 | EC002498 | EC002498 | EC002498 | https://pim.woehner.de/en/produkte/23953000AD.html
23954000AD | 23954 | locking device for direct drive |  |  |  | S32-1 |  | locking device for direct drive, for S32-1 | Panel | 1 | 85.50 |  |  | 14 | 51 | x |  | 4021267239541 |  |  |  | 0.0 | 25.0 | 0.000 | 0.000 | 0.000 |  |  | 85389099 | 508 Brasilien | Yes | 27379090 | 27379090 | EC002498 | EC002498 | EC002498 | EC002498 | EC002498 | https://pim.woehner.de/en/produkte/23954000AD.html
23955000AD | 23955 | locking device for direct drive |  |  |  | S32-2 |  | locking device for direct drive, for S32-2 | Panel | 1 | 89.92 |  |  | 14 | 51 | x |  | 4021267239558 |  |  |  | 0.0 | 25.0 | 0.000 | 0.000 | 0.000 |  |  | 85389099 | 508 Brasilien | Yes | 27379090 | 27379090 | EC002498 | EC002498 | EC002498 | EC002498 | EC002498 | https://pim.woehner.de/en/produkte/23955000AD.html
23956000AD | 23956 | locking device for direct drive |  |  |  | S32-3, S32-4, S32-5 |  | locking device for direct drive, for S32-3, S32-4, S32-5 | Panel | 1 | 113.65 |  |  | 14 | 51 | x |  | 4021267239565 |  |  |  | 0.0 | 25.0 | 0.000 | 0.000 | 0.000 |  |  | 85389099 | 508 Brasilien | Yes | 27379090 | 27379090 | EC002498 | EC002498 | EC002498 | EC002498 | EC002498 | https://pim.woehner.de/en/produkte/23956000AD.html
23957000AD | 23957 | locking device for direct drive |  |  |  | S32-1 |  | locking device for direct drive, for S32-1 | Panel | 1 | 96.97 |  |  | 14 | 51 | x |  | 4021267239572 |  |  |  | 0.0 | 25.0 | 0.000 | 0.000 | 0.000 |  |  | 85389099 | 508 Brasilien | Yes | 27379090 | 27379090 | EC002498 | EC002498 | EC002498 | EC002498 | EC002498 | https://pim.woehner.de/en/produkte/23957000AD.html
23958000AD | 23958 | locking device for direct drive |  |  |  | S32-2 |  | locking device for direct drive, for S32-2 | Panel | 1 | 101.39 |  |  | 14 | 51 | x |  | 4021267239589 |  |  |  | 0.0 | 25.0 | 0.000 | 0.000 | 0.000 |  |  | 85389099 | 508 Brasilien |  | 27379090 | 27379090 | EC002498 | EC002498 | EC002498 | EC002498 | EC002498 | https://pim.woehner.de/en/produkte/23958000AD.html
23959000AD | 23959 | locking device for direct drive |  |  |  | S32-3, S32-4 |  | locking device for direct drive, for S32-3, S32-4 | Panel | 1 | 122.32 |  |  | 14 | 51 | x |  | 4021267239596 |  |  |  | 0.0 | 25.0 | 0.000 | 0.000 | 0.000 |  |  | 85389099 | 508 Brasilien | Yes | 27379090 | 27379090 | EC002498 | EC002498 | EC002498 | EC002498 | EC002498 | https://pim.woehner.de/en/produkte/23959000AD.html
23960000AD | 23960 | connection terminal |  |  |  | S32 250 A |  | connection terminal, 1x 6 - 35 mm², for S32 250 A |  | 1 | 40.74 |  |  | 14 | 51 | x |  | 4021267239602 |  |  |  | 0.0 | 9.7 | 0.000 | 0.051 | 0.000 |  |  | 85389099 | 508 Brasilien |  | 27141146 | 27141146 | EC000001 | EC000001 | EC000001 | EC000001 | EC000001 | https://pim.woehner.de/en/produkte/23960000AD.html
23961000AD | 23961 | connection space cover, top / bottom attachable |  |  |  | Capus DC Switch |  | connection space cover, top / bottom attachable, for covering all terminals at one side of the switch, transparent, for 2P, for Capus DC Switch |  | 4 | 4.59 |  |  | 14 | 51 | x |  | 4021267239619 |  |  |  | 0.0 | 88.0 | 0.000 | 0.000 | 0.000 | 0.000 | 0.000 | 85389099 | 508 Brasilien | Yes | 27371492 | 27371492 | EC002498 | EC002498 | EC002498 | EC002498 | EC002498 | https://pim.woehner.de/en/produkte/23961000AD.html
23964000AD | 23964 | direct rotary handle, graphite grey |  |  |  | Capus DC Switch |  | direct rotary handle, graphite grey, for Capus DC Switch |  | 1 | 6.33 |  |  | 14 | 51 |  |  | 4021267239640 |  |  |  | 0.0 | 6.0 | 0.000 | 0.000 | 0.000 |  |  | 85389099 | 508 Brasilien | Yes | 27370414 | 27230414 | EC000229 | EC000229 | EC000229 | EC000229 | EC000229 | https://pim.woehner.de/en/produkte/23964000AD.html
23965000A | 23965 | rotary handle for door coupling drive, black |  |  |  | Capus DC Switch |  | rotary handle for door coupling drive, black, black, with handle, door interlock can be activated, for padlocks, for Capus DC Switch |  | 1 | 95.43 |  |  | 14 | 51 | x |  | 4021267150006 |  |  |  | 0.0 | 62.0 | 0.000 | 0.000 | 0.000 |  |  | 85389099 | 004 Deutschland | Yes | 27370414 | 27230414 | EC000229 | EC000229 | EC000229 | EC000229 | EC000229 | https://pim.woehner.de/en/produkte/23965000A.html
30322000 | 30322 | connecting set 1600 A (3-pole) |  |  | double-T section |  |  | connecting set 1600 A (3-pole), 150 mm, flexible longitudinal connection | 60Classic | 1 | 853.85 |  |  | 07 | 33 |  |  | 4021267303228 | 150 | 105 | 45 | 38.4 | 536.0 | 3.277 | 2.101 | 0.000 |  | 0.000 | 85369010 | 004 Deutschland | Yes | 27400606 | 27400606 | EC000713 | EC000713 | EC000713 | EC000713 | EC000713 | https://pim.woehner.de/en/produkte/30322000.html
30473000 | 30473 | connecting set 1600 A (3-pole) |  |  | double-T section |  |  | connecting set 1600 A (3-pole), 130 mm, flexible corner connection | 60Classic | 1 | 1174.28 |  |  | 07 | 33 |  |  | 4021267304737 | 220 | 220 | 45 | 42.7 | 638.0 | 4.228 | 2.101 | 0.000 |  | 0.000 | 85369010 | 004 Deutschland | Yes | 27400606 | 27400606 | EC000713 | EC000713 | EC000713 | EC000713 | EC000713 | https://pim.woehner.de/en/produkte/30473000.html
30894000 | 30894 | M8 screw connector | [5 empty] | M8 screw connector, with spring washer, size 00 | 60Classic | 3 | 0.99 |  |  | 09 | 51 |  |  | 4021267308940 | 15 | 25 | 15 | 0.0 | 1.4 | 0.000 | 0.000 | 0.000 |  |  | 85389099 | 004 Deutschland | Yes | 27142190 | 27142190 | EC002498 | EC002498 | EC002498 | EC002498 | EC002498 | https://pim.woehner.de/en/produkte/30894000.html
31005000 | 31005 | D01 screw cap, plastic | [5 empty] | D01 screw cap, plastic, 400 V, E 14 |  | 20 | 1.41 |  |  | 22 | 05 |  |  | 4021267310059 |  |  |  | 0.0 | 1.2 | 0.000 | 0.000 | 0.000 | 0.000 | 0.000 | 85361050 | 060 Polen | Yes | 27142115 | 27142115 | EC001643 | EC001643 | EC001643 | EC001643 | EC001643 | https://pim.woehner.de/en/produkte/31005000.html
31006000 | 31006 | D02 screw cap, plastic | [5 empty] | D02 screw cap, plastic, 400 V, E 18 |  | 20 | 1.55 |  |  | 22 | 05 |  |  | 4021267310066 |  |  |  | 0.0 | 1.3 | 0.000 | 0.000 | 0.000 | 0.000 | 0.000 | 85361050 | 091 Slovenien | Yes | 27142115 | 27142115 | EC001643 | EC001643 | EC001643 | EC001643 | EC001643 | https://pim.woehner.de/en/produkte/31006000.html
31008000 | 31008 | cylindr. fuse link 1 A | [5 empty] | cylindr. fuse link 1 A, 500 V, gG, 10 x 38 |  | 10 | 1.55 |  |  | 22 | 21 |  |  | 4021267310080 | 10 | 38 | 10 | 0.5 | 0.6 | 0.000 | 0.000 | 0.000 | 0.000 | 0.000 | 85361010 | 011 Spanien | Yes | 27142002 | 27142002 | EC002704 | EC002704 | EC002704 | EC002704 | EC002704 | https://pim.woehner.de/en/produkte/31008000.html
31009000 | 31009 | cylindr. fuse link 8 A | [5 empty] | cylindr. fuse link 8 A, 500 V, gG, 10 x 38 |  | 10 | 1.55 |  |  | 22 | 21 |  |  | 4021267310097 | 10 | 38 | 10 | 0.9 | 0.6 | 0.000 | 0.000 | 0.000 | 0.000 | 0.000 | 85361010 | 011 Spanien | Yes | 27142002 | 27142002 | EC002704 | EC002704 | EC002704 | EC002704 | EC002704 | https://pim.woehner.de/en/produkte/31009000.html
31010000 | 31010 | cylindr. fuse link 12 A | [5 empty] | cylindr. fuse link 12 A, 500 V, gG, 10 x 38 |  | 10 | 1.55 |  |  | 22 | 21 |  |  | 4021267310103 | 10 | 38 | 10 | 1.3 | 0.6 | 0.000 | 0.000 | 0.000 | 0.000 | 0.000 | 85361050 | 011 Spanien | Yes | 27142002 | 27142002 | EC002704 | EC002704 | EC002704 | EC002704 | EC002704 | https://pim.woehner.de/en/produkte/31010000.html
31011000 | 31011 | cylindr. fuse link 2 A | [5 empty] | cylindr. fuse link 2 A, 690 V, gG, 14 x 51 |  | 10 | 2.60 |  |  | 22 | 21 |  |  | 4021267310110 | 14 | 51 | 14 | 0.8 | 1.9 | 0.000 | 0.000 | 0.000 | 0.000 | 0.000 | 85361010 | 011 Spanien | Yes | 27142002 | 27142002 | EC002704 | EC002704 | EC002704 | EC002704 | EC002704 | https://pim.woehner.de/en/produkte/31011000.html
31012000A | 31012 | comb-type busbar, 3-pole, bridge type, pitch 27 mm | [5 empty] | comb-type busbar, 3-pole, bridge type, pitch 27 mm, 80 A, 1 m long, 16 mm² |  | 10 | 62.80 |  |  | 06 | 95 |  |  | 4021267310127 | 1000 | 16 | 17 | 2.8 | 56.2 | 0.765 | 0.000 | 0.000 | 0.000 | 0.000 | 85444290 | 004 Deutschland | Yes | 27371306 | 27371306 | EC000215 | EC000215 | EC000215 | EC000215 | EC000215 | https://pim.woehner.de/en/produkte/31012000A.html
31014000A | 31014 | comb-type busbar, 1-pole, bridge type, pitch 27 mm | [5 empty] | comb-type busbar, 1-pole, bridge type, pitch 27 mm, 80 A, 1 m long, 16 mm² |  | 25 | 23.86 |  |  | 06 | 95 |  |  | 4021267310141 | 1000 | 15 | 5 | 2.8 | 19.0 | 0.235 | 0.000 | 0.000 | 0.000 | 0.000 | 85444290 | 004 Deutschland | Yes | 27371306 | 27371306 | EC000215 | EC000215 | EC000215 | EC000215 | EC000215 | https://pim.woehner.de/en/produkte/31014000A.html
31017000 | 31017 | cylindr. fuse link 6 A | [5 empty] | cylindr. fuse link 6 A, 690 V, gG, 14 x 51 |  | 10 | 2.60 |  |  | 22 | 21 |  |  | 4021267310172 | 14 | 51 | 14 | 1.0 | 1.9 | 0.000 | 0.000 | 0.000 | 0.000 | 0.000 | 85361010 | 011 Spanien | Yes | 27142002 | 27142002 | EC002704 | EC002704 | EC002704 | EC002704 | EC002704 | https://pim.woehner.de/en/produkte/31017000.html
31022000A | 31022 | cylindr. fuse link 7 A | [5 empty] | cylindr. fuse link 7 A, -Mersen-, 600 V AC, time delay, Class CC, for control transformer applications |  | 10 | 26.56 |  |  | 22 | 31 | x |  | 4021267310226 | 10 | 38 | 10 |  | 0.8 | 0.000 | 0.000 | 0.000 | 0.000 | 0.000 | 85361010 | 412 Mexiko | Yes | 27142002 | 27142002 | EC002704 | EC002704 | EC002704 | EC002704 | EC002704 | https://pim.woehner.de/en/produkte/31022000A.html
31022100A | 31022 | cylindr. fuse link 7 A | [5 empty] | cylindr. fuse link 7 A, -Eaton-, 600 V AC, time delay, Class CC, for control transformer applications |  | 10 | 26.56 |  |  | 22 | 31 | x |  | 4021267150228 | 10 | 38 | 10 |  | 0.8 | 0.000 | 0.000 | 0.000 | 0.000 | 0.000 | 85361010 | 412 Mexiko | Yes | 27142002 | 27142002 | EC002704 | EC002704 | EC002704 | EC002704 | EC002704 | https://pim.woehner.de/en/produkte/31022100A.html
31024000A | 31024 | comb type busbar, 1-pole, fork type, pitch 27 mm | [5 empty] | comb type busbar, 1-pole, fork type, pitch 27 mm, 80 A, 1 m long, 16 mm² |  | 25 | 31.13 |  |  | 06 | 95 |  |  | 4021267310240 | 1000 | 15 | 5 | 2.8 | 24.6 | 0.268 | 0.000 | 0.000 | 0.000 | 0.000 | 85444290 | 004 Deutschland | Yes | 27371306 | 27371306 | EC000215 | EC000215 | EC000215 | EC000215 | EC000215 | https://pim.woehner.de/en/produkte/31024000A.html
31026000A | 31026 | comb type busbar, 3-pole, fork type, pitch 27 mm | [5 empty] | comb type busbar, 3-pole, fork type, pitch 27 mm, 80 A, 1 m long, 16 mm² |  | 10 | 80.70 |  |  | 06 | 95 |  |  | 4021267310264 | 1000 | 16 | 17 | 2.8 | 56.0 | 0.670 | 0.000 | 0.000 | 0.000 | 0.000 | 85444290 | 004 Deutschland | Yes | 27371306 | 27371306 | EC000215 | EC000215 | EC000215 | EC000215 | EC000215 | https://pim.woehner.de/en/produkte/31026000A.html
31027000B | 31027 | end cap | [5 empty] | end cap, for 2-pole and 3-pole comb-type busbars 16 mm² |  | 50 | 0.74 |  |  | 06 | 30 |  |  | 4021267310271 | 5 | 16 | 16 | 0.0 | 0.1 | 0.000 | 0.000 | 0.000 | 0.000 | 0.000 | 85389099 | 004 Deutschland | Yes | 27370390 | 27370390 | EC002498 | EC002498 | EC002498 | EC002498 | EC002498 | https://pim.woehner.de/en/produkte/31027000B.html
31028000A | 31028 | connection terminal, side connection |  |  |  | 31014, 31024, 31309, 31311 |  | connection terminal, side connection, 6 - 50 mm², for 31014, 31024, 31309, 31311 |  | 25 | 8.16 |  |  | 07 | 26 |  |  | 4021267310288 | 20 | 26 | 17 | 0.0 | 2.5 | 0.000 | 0.000 | 0.000 |  | 0.000 | 85369010 | 004 Deutschland | Yes | 27371392 | 27371392 | EC002498 | EC002498 | EC002498 | EC002498 | EC002498 | https://pim.woehner.de/en/produkte/31028000A.html
31029000A | 31029 | connection terminal, side connection |  |  |  | 31012, 31310, 31312 |  | connection terminal, side connection, 6 - 50 mm², for 31012, 31310, 31312 |  | 25 | 8.16 |  |  | 07 | 26 |  |  | 4021267310295 | 20 | 26 | 17 | 0.0 | 2.9 | 0.000 | 0.000 | 0.000 |  | 0.000 | 85369010 | 004 Deutschland | Yes | 27371392 | 27371392 | EC002498 | EC002498 | EC002498 | EC002498 | EC002498 | https://pim.woehner.de/en/produkte/31029000A.html
31032000A | 31032 | cylindr. fuse link 1 A | [5 empty] | cylindr. fuse link 1 A, -Mersen-, 600 V AC, time delay, Class CC, for motor load applications |  | 10 | 26.56 |  |  | 22 | 31 | x |  | 4021267310325 | 10 | 38 | 10 |  | 0.8 | 0.000 | 0.000 | 0.000 | 0.000 | 0.000 | 85361010 | 412 Mexiko | Yes | 27142002 | 27142002 | EC002704 | EC002704 | EC002704 | EC002704 | EC002704 | https://pim.woehner.de/en/produkte/31032000A.html
31032100A | 31032 | cylindr. fuse link 1 A | [5 empty] | cylindr. fuse link 1 A, -Eaton-, 600 V AC, time delay, Class CC, for motor load applications |  | 10 | 26.56 |  |  | 22 | 31 | x |  | 4021267150235 | 10 | 38 | 10 |  | 0.8 | 0.000 | 0.000 | 0.000 | 0.000 | 0.000 | 85361010 | 412 Mexiko | Yes | 27142002 | 27142002 | EC002704 | EC002704 | EC002704 | EC002704 | EC002704 | https://pim.woehner.de/en/produkte/31032100A.html
31033000A | 31033 | cylindr. fuse link 2 A | [5 empty] | cylindr. fuse link 2 A, -Mersen-, 600 V AC, time delay, Class CC, for motor load applications |  | 10 | 26.56 |  |  | 22 | 31 | x |  | 4021267310332 | 10 | 38 | 10 |  | 0.8 | 0.000 | 0.000 | 0.000 | 0.000 | 0.000 | 85361010 | 412 Mexiko | Yes | 27142002 | 27142002 | EC002704 | EC002704 | EC002704 | EC002704 | EC002704 | https://pim.woehner.de/en/produkte/31033000A.html
31033100A | 31033 | cylindr. fuse link 2 A | [5 empty] | cylindr. fuse link 2 A, -Eaton-, 600 V AC, time delay, Class CC, for motor load applications |  | 10 | 26.56 |  |  | 22 | 31 | x |  | 4021267150242 | 10 | 38 | 10 |  | 0.8 | 0.000 | 0.000 | 0.000 | 0.000 | 0.000 | 85361010 | 412 Mexiko | Yes | 27142002 | 27142002 | EC002704 | EC002704 | EC002704 | EC002704 | EC002704 | https://pim.woehner.de/en/produkte/31033100A.html
31034000A | 31034 | cylindr. fuse link 2,5 A | [5 empty] | cylindr. fuse link 2,5 A, -Mersen-, 600 V AC, time delay, Class CC, for motor load applications |  | 10 | 26.56 |  |  | 22 | 31 | x |  | 4021267310349 | 10 | 38 | 10 |  | 0.8 | 0.000 | 0.000 | 0.000 | 0.000 | 0.000 | 85361010 | 412 Mexiko | Yes | 27142002 | 27142002 | EC002704 | EC002704 | EC002704 | EC002704 | EC002704 | https://pim.woehner.de/en/produkte/31034000A.html
31034100A | 31034 | cylindr. fuse link 2,5 A | [5 empty] | cylindr. fuse link 2,5 A, -Eaton-, 600 V AC, time delay, Class CC, for motor load applications |  | 10 | 26.56 |  |  | 22 | 31 | x |  | 4021267150259 | 10 | 38 | 10 |  | 0.8 | 0.000 | 0.000 | 0.000 | 0.000 | 0.000 | 85361010 | 412 Mexiko | Yes | 27142002 | 27142002 | EC002704 | EC002704 | EC002704 | EC002704 | EC002704 | https://pim.woehner.de/en/produkte/31034100A.html
31039000 | 31039 | connection terminal, front connection |  |  |  | 31548 |  | connection terminal, front connection, 6 - 35 mm² / AWG 10 - 1/0, for 31548 |  | 10 | 7.20 |  |  | 07 | 26 |  |  | 4021267310394 | 17 | 29 | 41 | 0.0 | 3.0 | 0.016 | 0.000 | 0.000 |  | 0.000 | 85369010 | 004 Deutschland | Yes | 27371392 | 27371392 | EC002498 | EC002498 | EC002498 | EC002498 | EC002498 | https://pim.woehner.de/en/produkte/31039000.html
31042000 | 31042 | end cap | [5 empty] | end cap, for 1-pole comb-type busbars 25 mm² |  | 20 | 1.42 |  |  | 06 | 30 |  |  | 4021267310424 |  |  |  | 0.0 | 0.1 | 0.000 | 0.000 | 0.000 | 0.000 | 0.000 | 85389099 | 004 Deutschland | Yes | 27370390 | 27370390 | EC002498 | EC002498 | EC002498 | EC002498 | EC002498 | https://pim.woehner.de/en/produkte/31042000.html
31056000A | 31056 | comb-type busbar, 3-pole, bridge type, pitch 27 mm | [5 empty] | comb-type busbar, 3-pole, bridge type, pitch 27 mm, 130 A, 1 m long, 35 mm² |  | 4 | 144.39 |  |  | 06 | 95 |  |  | 4021267310561 | 1000 | 15 | 30 | 3.4 | 125.0 | 1.485 | 0.000 | 0.000 | 0.000 | 0.000 | 85444290 | 004 Deutschland | Yes | 27371306 | 27371306 | EC000215 | EC000215 | EC000215 | EC000215 | EC000215 | https://pim.woehner.de/en/produkte/31056000A.html
31057000A | 31057 | comb-type busbar, 1-pole, bridge type, pitch 27 mm | [5 empty] | comb-type busbar, 1-pole, bridge type, pitch 27 mm, 130 A, 1 m long, 35 mm² |  | 10 | 58.28 |  |  | 06 | 95 |  |  | 4021267310578 | 1000 | 26 | 6 | 3.4 | 50.0 | 0.505 | 0.000 | 0.000 | 0.000 | 0.000 | 85444290 | 004 Deutschland | Yes | 27371306 | 27371306 | EC000215 | EC000215 | EC000215 | EC000215 | EC000215 | https://pim.woehner.de/en/produkte/31057000A.html
31066000A | 31066 | cylindr. fuse link 3 A | [5 empty] | cylindr. fuse link 3 A, -Mersen-, 600 V AC, time delay, Class CC, for motor load applications |  | 10 | 26.56 |  |  | 22 | 31 | x |  | 4021267310660 | 10 | 38 | 10 |  | 0.8 | 0.000 | 0.000 | 0.000 | 0.000 | 0.000 | 85361010 | 412 Mexiko | Yes | 27142002 | 27142002 | EC002704 | EC002704 | EC002704 | EC002704 | EC002704 | https://pim.woehner.de/en/produkte/31066000A.html
31066100A | 31066 | cylindr. fuse link 3 A | [5 empty] | cylindr. fuse link 3 A, -Eaton-, 600 V AC, time delay, Class CC, for motor load applications |  | 10 | 26.56 |  |  | 22 | 31 | x |  | 4021267150266 | 10 | 38 | 10 |  | 0.8 | 0.000 | 0.000 | 0.000 | 0.000 | 0.000 | 85361010 | 412 Mexiko | Yes | 27142002 | 27142002 | EC002704 | EC002704 | EC002704 | EC002704 | EC002704 | https://pim.woehner.de/en/produkte/31066100A.html
31067000A | 31067 | cylindr. fuse link 4 A | [5 empty] | cylindr. fuse link 4 A, -Mersen-, 600 V AC, time delay, Class CC, for motor load applications |  | 10 | 26.56 |  |  | 22 | 31 | x |  | 4021267310677 | 10 | 38 | 10 |  | 0.8 | 0.000 | 0.000 | 0.000 | 0.000 | 0.000 | 85361010 | 412 Mexiko | Yes | 27142002 | 27142002 | EC002704 | EC002704 | EC002704 | EC002704 | EC002704 | https://pim.woehner.de/en/produkte/31067000A.html
31067100A | 31067 | cylindr. fuse link 4 A | [5 empty] | cylindr. fuse link 4 A, -Eaton-, 600 V AC, time delay, Class CC, for motor load applications |  | 10 | 26.56 |  |  | 22 | 31 | x |  | 4021267150273 | 10 | 38 | 10 |  | 0.8 | 0.000 | 0.000 | 0.000 | 0.000 | 0.000 | 85361010 | 412 Mexiko | Yes | 27142002 | 27142002 | EC002704 | EC002704 | EC002704 | EC002704 | EC002704 | https://pim.woehner.de/en/produkte/31067100A.html
31068000A | 31068 | cylindr. fuse link 5 A | [5 empty] | cylindr. fuse link 5 A, -Mersen-, 600 V AC, time delay, Class CC, for motor load applications |  | 10 | 26.56 |  |  | 22 | 31 | x |  | 4021267310684 | 10 | 38 | 10 |  | 0.8 | 0.000 | 0.000 | 0.000 | 0.000 | 0.000 | 85361010 | 412 Mexiko | Yes | 27142002 | 27142002 | EC002704 | EC002704 | EC002704 | EC002704 | EC002704 | https://pim.woehner.de/en/produkte/31068000A.html
31068100A | 31068 | cylindr. fuse link 5 A | [5 empty] | cylindr. fuse link 5 A, -Eaton-, 600 V AC, time delay, Class CC, for motor load applications |  | 10 | 26.56 |  |  | 22 | 31 | x |  | 4021267150280 | 10 | 38 | 10 |  | 0.8 | 0.000 | 0.000 | 0.000 | 0.000 | 0.000 | 85361010 | 412 Mexiko | Yes | 27142002 | 27142002 | EC002704 | EC002704 | EC002704 | EC002704 | EC002704 | https://pim.woehner.de/en/produkte/31068100A.html
31069000A | 31069 | cylindr. fuse link 6 A | [5 empty] | cylindr. fuse link 6 A, -Mersen-, 600 V AC, time delay, Class CC, for motor load applications |  | 10 | 26.56 |  |  | 22 | 31 | x |  | 4021267310691 | 10 | 38 | 10 |  | 0.8 | 0.000 | 0.000 | 0.000 | 0.000 | 0.000 | 85361010 | 412 Mexiko | Yes | 27142002 | 27142002 | EC002704 | EC002704 | EC002704 | EC002704 | EC002704 | https://pim.woehner.de/en/produkte/31069000A.html
31069100A | 31069 | cylindr. fuse link 6 A | [5 empty] | cylindr. fuse link 6 A, -Eaton-, 600 V AC, time delay, Class CC, for motor load applications |  | 10 | 26.56 |  |  | 22 | 31 | x |  | 4021267150297 | 10 | 38 | 10 |  | 0.8 | 0.000 | 0.000 | 0.000 | 0.000 | 0.000 | 85361010 | 412 Mexiko | Yes | 27142002 | 27142002 | EC002704 | EC002704 | EC002704 | EC002704 | EC002704 | https://pim.woehner.de/en/produkte/31069100A.html
31070000 | 31070 | D strip cover | [5 empty] | D strip cover, E 27, 1-fold, elevated, 42 mm wide | 60Classic | 10 | 2.54 |  |  | 01 | 33 |  |  | 4021267310707 | 42 | 17 | 200 | 0.0 | 4.9 | 0.000 | 0.000 | 0.000 | 0.000 | 0.000 | 85361050 | 004 Deutschland | No | 27142104 | 27142104 | EC000241 | EC000241 | EC000241 | EC000241 | EC000241 | https://pim.woehner.de/en/produkte/31070000.html
31071000 | 31071 | D strip cover | [5 empty] | D strip cover, E 33, 1-fold, elevated, 57 mm wide | 60Classic | 10 | 2.98 |  |  | 01 | 33 |  |  | 4021267310714 | 57 | 17 | 200 | 0.0 | 6.2 | 0.000 | 0.000 | 0.000 | 0.000 | 0.000 | 85361050 | 004 Deutschland | No | 27142104 | 27142104 | EC000241 | EC000241 | EC000241 | EC000241 | EC000241 | https://pim.woehner.de/en/produkte/31071000.html
31072000 | 31072 | D strip cover | [5 empty] | D strip cover, E 27, 2-fold, elevated, 84 mm wide | 60Classic | 5 | 3.88 |  |  | 01 | 33 |  |  | 4021267310721 | 84 | 17 | 200 | 0.0 | 8.4 | 0.000 | 0.000 | 0.000 | 0.000 | 0.000 | 85361050 | 004 Deutschland | No | 27142104 | 27142104 | EC000241 | EC000241 | EC000241 | EC000241 | EC000241 | https://pim.woehner.de/en/produkte/31072000.html
31073000 | 31073 | D strip cover | [5 empty] | D strip cover, E 33, 2-fold, elevated, 114 mm wide | 60Classic | 5 | 4.59 |  |  | 01 | 33 |  |  | 4021267310738 | 114 | 17 | 200 | 0.0 | 10.8 | 0.000 | 0.000 | 0.000 | 0.000 | 0.000 | 85361050 | 004 Deutschland | No | 27142104 | 27142104 | EC000241 | EC000241 | EC000241 | EC000241 | EC000241 | https://pim.woehner.de/en/produkte/31073000.html
31074000A | 31074 | cylindr. fuse link 7 A | [5 empty] | cylindr. fuse link 7 A, -Mersen-, 600 V AC, time delay, Class CC, for motor load applications |  | 10 | 26.56 |  |  | 22 | 31 | x |  | 4021267310745 | 10 | 38 | 10 |  | 0.8 | 0.000 | 0.000 | 0.000 | 0.000 | 0.000 | 85361010 | 412 Mexiko | Yes | 27142002 | 27142002 | EC002704 | EC002704 | EC002704 | EC002704 | EC002704 | https://pim.woehner.de/en/produkte/31074000A.html
31074100A | 31074 | cylindr. fuse link 7 A | [5 empty] | cylindr. fuse link 7 A, -Eaton-, 600 V AC, time delay, Class CC, for motor load applications |  | 10 | 26.56 |  |  | 22 | 31 | x |  | 4021267150303 | 10 | 38 | 10 |  | 0.8 | 0.000 | 0.000 | 0.000 | 0.000 | 0.000 | 85361010 | 412 Mexiko | Yes | 27142002 | 27142002 | EC002704 | EC002704 | EC002704 | EC002704 | EC002704 | https://pim.woehner.de/en/produkte/31074100A.html
31075000A | 31075 | cylindr. fuse link 8 A | [5 empty] | cylindr. fuse link 8 A, -Mersen-, 600 V AC, time delay, Class CC, for motor load applications |  | 10 | 26.56 |  |  | 22 | 31 | x |  | 4021267310752 | 10 | 38 | 10 |  | 0.8 | 0.000 | 0.000 | 0.000 | 0.000 | 0.000 | 85361010 | 412 Mexiko | Yes | 27142002 | 27142002 | EC002704 | EC002704 | EC002704 | EC002704 | EC002704 | https://pim.woehner.de/en/produkte/31075000A.html
31075100A | 31075 | cylindr. fuse link 8 A | [5 empty] | cylindr. fuse link 8 A, -Eaton-, 600 V AC, time delay, Class CC, for motor load applications |  | 10 | 26.56 |  |  | 22 | 31 | x |  | 4021267150310 | 10 | 38 | 10 |  | 0.8 | 0.000 | 0.000 | 0.000 | 0.000 | 0.000 | 85361010 | 412 Mexiko | Yes | 27142002 | 27142002 | EC002704 | EC002704 | EC002704 | EC002704 | EC002704 | https://pim.woehner.de/en/produkte/31075100A.html
31076000A | 31076 | cylindr. fuse link 10 A | [5 empty] | cylindr. fuse link 10 A, -Mersen-, 600 V AC, time delay, Class CC, for motor load applications |  | 10 | 26.56 |  |  | 22 | 31 | x |  | 4021267310769 | 10 | 38 | 10 |  | 0.8 | 0.000 | 0.000 | 0.000 | 0.000 | 0.000 | 85361010 | 412 Mexiko | Yes | 27142002 | 27142002 | EC002704 | EC002704 | EC002704 | EC002704 | EC002704 | https://pim.woehner.de/en/produkte/31076000A.html
31076100A | 31076 | cylindr. fuse link 10 A | [5 empty] | cylindr. fuse link 10 A, -Eaton-, 600 V AC, time delay, Class CC, for motor load applications |  | 10 | 26.56 |  |  | 22 | 31 | x |  | 4021267150327 | 10 | 38 | 10 |  | 0.8 | 0.000 | 0.000 | 0.000 | 0.000 | 0.000 | 85361010 | 412 Mexiko | Yes | 27142002 | 27142002 | EC002704 | EC002704 | EC002704 | EC002704 | EC002704 | https://pim.woehner.de/en/produkte/31076100A.html
31077000A | 31077 | cylindr. fuse link 15 A | [5 empty] | cylindr. fuse link 15 A, -Mersen-, 600 V AC, time delay, Class CC, for motor load applications |  | 10 | 26.56 |  |  | 22 | 31 | x |  | 4021267310776 | 10 | 38 | 10 |  | 0.8 | 0.000 | 0.000 | 0.000 | 0.000 | 0.000 | 85361050 | 412 Mexiko | Yes | 27142002 | 27142002 | EC002704 | EC002704 | EC002704 | EC002704 | EC002704 | https://pim.woehner.de/en/produkte/31077000A.html
31077100A | 31077 | cylindr. fuse link 15 A | [5 empty] | cylindr. fuse link 15 A, -Eaton-, 600 V AC, time delay, Class CC, for motor load applications |  | 10 | 26.56 |  |  | 22 | 31 | x |  | 4021267150334 | 10 | 38 | 10 |  | 0.8 | 0.000 | 0.000 | 0.000 | 0.000 | 0.000 | 85361050 | 412 Mexiko | Yes | 27142002 | 27142002 | EC002704 | EC002704 | EC002704 | EC002704 | EC002704 | https://pim.woehner.de/en/produkte/31077100A.html
31078000A | 31078 | cylindr. fuse link 20 A | [5 empty] | cylindr. fuse link 20 A, -Mersen-, 600 V AC, time delay, Class CC, for motor load applications |  | 10 | 26.56 |  |  | 22 | 31 | x |  | 4021267310783 | 10 | 38 | 10 |  | 0.8 | 0.000 | 0.000 | 0.000 | 0.000 | 0.000 | 85361050 | 412 Mexiko | Yes | 27142002 | 27142002 | EC002704 | EC002704 | EC002704 | EC002704 | EC002704 | https://pim.woehner.de/en/produkte/31078000A.html
31078100A | 31078 | cylindr. fuse link 20 A | [5 empty] | cylindr. fuse link 20 A, -Eaton-, 600 V AC, time delay, Class CC, for motor load applications |  | 10 | 26.56 |  |  | 22 | 31 | x |  | 4021267150341 | 10 | 38 | 10 |  | 0.8 | 0.000 | 0.000 | 0.000 | 0.000 | 0.000 | 85361050 | 412 Mexiko | Yes | 27142002 | 27142002 | EC002704 | EC002704 | EC002704 | EC002704 | EC002704 | https://pim.woehner.de/en/produkte/31078100A.html
31079000A | 31079 | cylindr. fuse link 25 A | [5 empty] | cylindr. fuse link 25 A, -Mersen-, 600 V AC, time delay, Class CC, for motor load applications |  | 10 | 26.56 |  |  | 22 | 31 | x |  | 4021267310790 | 10 | 38 | 10 |  | 0.8 | 0.000 | 0.000 | 0.000 | 0.000 | 0.000 | 85361050 | 412 Mexiko | Yes | 27142002 | 27142002 | EC002704 | EC002704 | EC002704 | EC002704 | EC002704 | https://pim.woehner.de/en/produkte/31079000A.html
31079100A | 31079 | cylindr. fuse link 25 A | [5 empty] | cylindr. fuse link 25 A, -Eaton-, 600 V AC, time delay, Class CC, for motor load applications |  | 10 | 26.56 |  |  | 22 | 31 | x |  | 4021267150358 | 10 | 38 | 10 |  | 0.8 | 0.000 | 0.000 | 0.000 | 0.000 | 0.000 | 85361050 | 412 Mexiko | Yes | 27142002 | 27142002 | EC002704 | EC002704 | EC002704 | EC002704 | EC002704 | https://pim.woehner.de/en/produkte/31079100A.html
31080000A | 31080 | cylindr. fuse link 30 A | [5 empty] | cylindr. fuse link 30 A, -Mersen-, 600 V AC, time delay, Class CC, for motor load applications |  | 10 | 26.56 |  |  | 22 | 31 | x |  | 4021267310806 | 10 | 38 | 10 |  | 0.8 | 0.000 | 0.000 | 0.000 | 0.000 | 0.000 | 85361050 | 412 Mexiko | Yes | 27142002 | 27142002 | EC002704 | EC002704 | EC002704 | EC002704 | EC002704 | https://pim.woehner.de/en/produkte/31080000A.html
31080100A | 31080 | cylindr. fuse link 30 A | [5 empty] | cylindr. fuse link 30 A, -Eaton-, 600 V AC, time delay, Class CC, for motor load applications |  | 10 | 26.56 |  |  | 22 | 31 | x |  | 4021267150365 | 10 | 38 | 10 |  | 0.8 | 0.000 | 0.000 | 0.000 | 0.000 | 0.000 | 85361050 | 412 Mexiko | Yes | 27142002 | 27142002 | EC002704 | EC002704 | EC002704 | EC002704 | EC002704 | https://pim.woehner.de/en/produkte/31080100A.html
31084000B | 31084 | end cap | [5 empty] | end cap, for 3-pole comb-type busbars 35 mm² |  | 10 | 1.95 |  |  | 06 | 30 |  |  | 4021267310844 |  |  |  | 0.0 | 0.2 | 0.000 | 0.000 | 0.000 | 0.000 | 0.000 | 85389099 | 004 Deutschland | Yes | 27370390 | 27370390 | EC002498 | EC002498 | EC002498 | EC002498 | EC002498 | https://pim.woehner.de/en/produkte/31084000B.html
31085000A | 31085 | connection terminal, front connection |  |  |  | 31012, 31310, 31312 |  | connection terminal, front connection, 6 - 50 mm², for 31012, 31310, 31312 |  | 25 | 8.16 |  |  | 07 | 26 |  |  | 4021267310851 | 17 | 26 | 20 | 0.0 | 2.9 | 0.000 | 0.000 | 0.000 |  | 0.000 | 85369010 | 004 Deutschland | Yes | 27371392 | 27371392 | EC002498 | EC002498 | EC002498 | EC002498 | EC002498 | https://pim.woehner.de/en/produkte/31085000A.html
31086000 | 31086 | label support | [5 empty] | label support, for Triton, snap-on |  | 100 | 0.36 |  |  | 02 | 27 |  |  | 4021267310868 | 26 |  |  | 0.0 | 0.1 | 0.000 | 0.000 | 0.000 | 0.000 | 0.000 | 85389099 | 004 Deutschland | Yes | 27149153 | 27149153 | EC002248 | EC002248 | EC002248 | EC002248 | EC002248 | https://pim.woehner.de/en/produkte/31086000.html
31098000 | 31098 | D-screw cap, plastic | [5 empty] | D-screw cap, plastic, 500 V, E 27 |  | 20 | 3.63 |  |  | 22 | 05 |  |  | 4021267310981 |  |  |  | 0.0 | 2.8 | 0.000 | 0.000 | 0.000 | 0.000 | 0.000 | 85361050 | 060 Polen | Yes | 27142114 | 27142114 | EC000093 | EC000093 | EC000093 | EC000093 | EC000093 | https://pim.woehner.de/en/produkte/31098000.html
31100000 | 31100 | D-screw cap, plastic | [5 empty] | D-screw cap, plastic, 500 V, E 33 |  | 20 | 4.40 |  |  | 22 | 05 |  |  | 4021267311001 |  |  |  | 0.0 | 4.8 | 0.000 | 0.000 | 0.000 | 0.000 | 0.000 | 85361050 | 060 Polen | Yes | 27142114 | 27142114 | EC000093 | EC000093 | EC000093 | EC000093 | EC000093 | https://pim.woehner.de/en/produkte/31100000.html
31101000A | 31101 | comb-type busbar, 1-pole, bridge type, pitch 18 mm | [5 empty] | comb-type busbar, 1-pole, bridge type, pitch 18 mm, 80 A, 1 m long, 16 mm² |  | 25 | 23.17 |  |  | 06 | 95 |  |  | 4021267311018 | 1000 | 15 | 5 | 2.8 | 21.8 | 0.220 | 0.000 | 0.000 | 0.000 | 0.000 | 85444290 | 004 Deutschland | Yes | 27371306 | 27371306 | EC000215 | EC000215 | EC000215 | EC000215 | EC000215 | https://pim.woehner.de/en/produkte/31101000A.html
31102000A | 31102 | comb-type busbar, 3-pole, bridge type, pitch 18 mm | [5 empty] | comb-type busbar, 3-pole, bridge type, pitch 18 mm, 80 A, 1 m long, 16 mm² |  | 10 | 61.04 |  |  | 06 | 95 |  |  | 4021267311025 | 1000 | 16 | 18 | 2.8 | 59.4 | 0.812 | 0.000 | 0.000 | 0.000 | 0.000 | 85444290 | 004 Deutschland | Yes | 27371306 | 27371306 | EC000215 | EC000215 | EC000215 | EC000215 | EC000215 | https://pim.woehner.de/en/produkte/31102000A.html
31103000 | 31103 | connection terminal, side connection |  |  |  | 31101, 31102 |  | connection terminal, side connection, 6 - 25 mm², for 31101, 31102 |  | 50 | 4.33 |  |  | 07 | 26 |  |  | 4021267311032 | 18 | 17 | 13 | 0.0 | 1.2 | 0.000 | 0.000 | 0.000 |  | 0.000 | 85369010 | 004 Deutschland | Yes | 27371392 | 27371392 | EC002498 | EC002498 | EC002498 | EC002498 | EC002498 | https://pim.woehner.de/en/produkte/31103000.html
31104000 | 31104 | D02 screw cap, plastic, with reducer for D01 | [5 empty] | D02 screw cap, plastic, with reducer for D01, 400 V, with inspection hole, E 18 |  | 20 | 2.67 |  |  | 22 | 05 |  |  | 4021267311049 |  |  |  | 0.0 | 1.4 | 0.000 | 0.000 | 0.000 | 0.000 | 0.000 | 85361050 | 061 Tschechien | Yes | 27142115 | 27142115 | EC001643 | EC001643 | EC001643 | EC001643 | EC001643 | https://pim.woehner.de/en/produkte/31104000.html
31110000 | 31110 | holder for cylindrical fuses | [5 empty] | holder for cylindrical fuses, 10 x 38 / 1P, 32 A / 690 V, for mounting rail | Panel | 12 | 6.92 |  |  | 17 | 06 |  |  | 4021267311100 | 18 | 58 | 81 | 0.3 | 5.2 | 0.006 | 0.000 | 0.006 | 0.032 | 0.000 | 85361050 | 004 Deutschland | Yes | 27142190 | 27142190 | EC002705 | EC002705 | EC002705 | EC002705 | EC002705 | https://pim.woehner.de/en/produkte/31110000.html
31111000 | 31111 | holder for cylindrical fuses | N on right side |  |  |  |  | holder for cylindrical fuses, 10 x 38 / 1P + N, 32 A / 690 V, N on right side, for mounting rail | Panel | 6 | 14.62 |  |  | 17 | 06 |  |  | 4021267311117 | 36 | 58 | 81 | 0.9 | 11.3 | 0.020 | 0.000 | 0.012 | 0.063 | 0.000 | 85361050 | 004 Deutschland | Yes | 27142190 | 27142190 | EC002705 | EC002705 | EC002705 | EC002705 | EC002705 | https://pim.woehner.de/en/produkte/31111000.html
31112000 | 31112 | holder for cylindrical fuses | [5 empty] | holder for cylindrical fuses, 10x38 / 2P, 32 A / 690 V, for mounting rail | Panel | 6 | 14.01 |  |  | 17 | 06 |  |  | 4021267311124 | 36 | 58 | 81 | 0.6 | 10.3 | 0.011 | 0.000 | 0.012 | 0.063 | 0.000 | 85361050 | 004 Deutschland | Yes | 27142190 | 27142190 | EC002705 | EC002705 | EC002705 | EC002705 | EC002705 | https://pim.woehner.de/en/produkte/31112000.html
31113000 | 31113 | holder for cylindrical fuses | [5 empty] | holder for cylindrical fuses, 10x38 / 3P, 32 A / 690 V, for mounting rail | Panel | 4 | 20.96 |  |  | 17 | 06 |  |  | 4021267311131 | 54 | 58 | 81 | 0.9 | 15.5 | 0.016 | 0.000 | 0.018 | 0.095 | 0.000 | 85361050 | 004 Deutschland | Yes | 27142190 | 27142190 | EC002705 | EC002705 | EC002705 | EC002705 | EC002705 | https://pim.woehner.de/en/produkte/31113000.html
31114000 | 31114 | holder for cylindrical fuses | N on right side |  |  |  |  | holder for cylindrical fuses, 10x38 / 3P + N, 32 A / 690 V, N on right side, for mounting rail | Panel | 3 | 28.66 |  |  | 17 | 06 |  |  | 4021267311148 | 72 | 58 | 81 | 1.5 | 21.7 | 0.030 | 0.000 | 0.024 | 0.127 | 0.000 | 85361050 | 004 Deutschland | Yes | 27142190 | 27142190 | EC002705 | EC002705 | EC002705 | EC002705 | EC002705 | https://pim.woehner.de/en/produkte/31114000.html
31115000 | 31115 | holder for cylindrical fuses | [5 empty] | holder for cylindrical fuses, 14x51 / 1P, 50 A / 690 V, for mounting rail | Panel | 6 | 22.56 |  |  | 17 | 09 |  |  | 4021267311155 | 27 | 69 | 90 | 0.9 | 9.7 | 0.012 | 0.000 | 0.015 | 0.021 | 0.000 | 85361050 | 061 Tschechien | Yes | 27142190 | 27142190 | EC002705 | EC002705 | EC002705 | EC002705 | EC002705 | https://pim.woehner.de/en/produkte/31115000.html
31116000 | 31116 | holder for cylindrical fuses | N on right side |  |  |  |  | holder for cylindrical fuses, 14x51 / 1P + N, 50 A / 690 V, N on right side, for mounting rail | Panel | 3 | 59.90 |  |  | 17 | 09 |  |  | 4021267311162 | 54 | 69 | 90 | 2.2 | 21.8 | 0.040 | 0.000 | 0.030 | 0.045 | 0.000 | 85361050 | 061 Tschechien | Yes | 27142190 | 27142190 | EC002705 | EC002705 | EC002705 | EC002705 | EC002705 | https://pim.woehner.de/en/produkte/31116000.html
31117000 | 31117 | holder for cylindrical fuses | [5 empty] | holder for cylindrical fuses, 14x51 / 2P, 50 A / 690 V, for mounting rail | Panel | 3 | 45.03 |  |  | 17 | 09 |  |  | 4021267311179 | 54 | 69 | 90 | 1.8 | 20.2 | 0.025 | 0.000 | 0.030 | 0.045 | 0.000 | 85361050 | 061 Tschechien | Yes | 27142190 | 27142190 | EC002705 | EC002705 | EC002705 | EC002705 | EC002705 | https://pim.woehner.de/en/produkte/31117000.html
31118000 | 31118 | holder for cylindrical fuses | [5 empty] | holder for cylindrical fuses, 14x51 / 3P, 50 A / 690 V, for mounting rail | Panel | 2 | 67.60 |  |  | 17 | 09 |  |  | 4021267311186 | 81 | 69 | 90 | 2.7 | 30.4 | 0.038 | 0.000 | 0.045 | 0.067 | 0.000 | 85361050 | 061 Tschechien | Yes | 27142190 | 27142190 | EC002705 | EC002705 | EC002705 | EC002705 | EC002705 | https://pim.woehner.de/en/produkte/31118000.html
31119000 | 31119 | holder for cylindrical fuses | N on right side |  |  |  |  | holder for cylindrical fuses, 14x51 / 3P + N, 50 A / 690 V, N on right side, for mounting rail | Panel | 1 | 95.23 |  |  | 17 | 09 |  |  | 4021267311193 | 108 | 69 | 90 | 4.0 | 42.7 | 0.066 | 0.000 | 0.060 | 0.090 | 0.000 | 85361050 | 061 Tschechien | Yes | 27142190 | 27142190 | EC002705 | EC002705 | EC002705 | EC002705 | EC002705 | https://pim.woehner.de/en/produkte/31119000.html
31120000 | 31120 | holder for cylindrical fuses | [5 empty] | holder for cylindrical fuses, 22 x 58 / 1P, 100 A / 690 V, for mounting rail | Panel | 6 | 31.87 |  |  | 17 | 12 |  |  | 4021267311209 | 36 | 69 | 115 | 3.5 | 15.8 | 0.024 | 0.000 | 0.028 | 0.027 | 0.001 | 85361090 | 061 Tschechien | Yes | 27142190 | 27142190 | EC002705 | EC002705 | EC002705 | EC002705 | EC002705 | https://pim.woehner.de/en/produkte/31120000.html
31121000 | 31121 | holder for cylindrical fuses | N on right side |  |  |  |  | holder for cylindrical fuses, 22 x 58 / 1P + N, 100 A / 690 V, N on right side, for mounting rail | Panel | 3 | 84.38 |  |  | 17 | 12 |  |  | 4021267311216 | 72 | 69 | 115 | 8.7 | 35.8 | 0.079 | 0.000 | 0.056 | 0.054 | 0.003 | 85361090 | 061 Tschechien | Yes | 27142190 | 27142190 | EC002705 | EC002705 | EC002705 | EC002705 | EC002705 | https://pim.woehner.de/en/produkte/31121000.html
31122000 | 31122 | holder for cylindrical fuses | [5 empty] | holder for cylindrical fuses, 22 x 58 / 2P, 100 A / 690 V, for mounting rail | Panel | 3 | 63.65 |  |  | 17 | 12 |  |  | 4021267311223 | 72 | 69 | 115 | 7.0 | 32.2 | 0.048 | 0.000 | 0.056 | 0.054 | 0.003 | 85361090 | 061 Tschechien | Yes | 27142190 | 27142190 | EC002705 | EC002705 | EC002705 | EC002705 | EC002705 | https://pim.woehner.de/en/produkte/31122000.html
31123000 | 31123 | holder for cylindrical fuses | [5 empty] | holder for cylindrical fuses, 22 x 58 / 3P, 100 A / 690 V, for mounting rail | Panel | 2 | 95.54 |  |  | 17 | 12 |  |  | 4021267311230 | 108 | 69 | 115 | 10.5 | 48.6 | 0.072 | 0.000 | 0.084 | 0.087 | 0.004 | 85361090 | 061 Tschechien | Yes | 27142190 | 27142190 | EC002705 | EC002705 | EC002705 | EC002705 | EC002705 | https://pim.woehner.de/en/produkte/31123000.html
31124000 | 31124 | holder for cylindrical fuses | N on right side |  |  |  |  | holder for cylindrical fuses, 22 x 58 / 3P + N, 100 A / 690 V, N on right side, for mounting rail | Panel | 1 | 163.22 |  |  | 17 | 12 |  |  | 4021267311247 | 144 | 69 | 115 | 15.7 | 67.5 | 0.127 | 0.000 | 0.112 | 0.108 | 0.006 | 85361090 | 061 Tschechien | Yes | 27142190 | 27142190 | EC002705 | EC002705 | EC002705 | EC002705 | EC002705 | https://pim.woehner.de/en/produkte/31124000.html
31130000 | 31130 | holder for cylindrical fuses, with LED | [5 empty] | holder for cylindrical fuses, with LED, 10 x 38 / 1P, 32 A / 110 - 690 V, indication (LED) of a tripped fuse link, for mounting rail | Panel | 12 | 12.97 |  |  | 17 | 06 |  |  | 4021267311308 | 18 | 58 | 81 | 0.3 | 5.7 | 0.006 | 0.000 | 0.006 | 0.032 | 0.000 | 85361050 | 004 Deutschland | Yes | 27142190 | 27142190 | EC002705 | EC002705 | EC002705 | EC002705 | EC002705 | https://pim.woehner.de/en/produkte/31130000.html
31132000 | 31132 | holder for cylindrical fuses, with LED | [5 empty] | holder for cylindrical fuses, with LED, 10 x 38 / 2P, 32 A / 110 - 690 V, indication (LED) of a tripped fuse link, for mounting rail | Panel | 6 | 26.00 |  |  | 17 | 06 |  |  | 4021267311322 | 36 | 58 | 81 | 0.6 | 11.3 | 0.011 | 0.000 | 0.012 | 0.063 | 0.000 | 85361050 | 004 Deutschland | Yes | 27142190 | 27142190 | EC002705 | EC002705 | EC002705 | EC002705 | EC002705 | https://pim.woehner.de/en/produkte/31132000.html
31133000 | 31133 | holder for cylindrical fuses, with LED | [5 empty] | holder for cylindrical fuses, with LED, 10 x 38 / 3P, 32 A / 110 - 690 V, indication (LED) of a tripped fuse link, for mounting rail | Panel | 4 | 38.94 |  |  | 17 | 06 |  |  | 4021267311339 | 54 | 58 | 81 | 0.9 | 17.0 | 0.016 | 0.000 | 0.018 | 0.095 | 0.000 | 85361050 | 004 Deutschland | Yes | 27142190 | 27142190 | EC002705 | EC002705 | EC002705 | EC002705 | EC002705 | https://pim.woehner.de/en/produkte/31133000.html
31135000 | 31135 | holder for cylindrical fuses, with LED | [5 empty] | holder for cylindrical fuses, with LED, 14 x 51 / 1P, 50 A / 110 - 690 V, indication (LED) of a tripped fuse link, for mounting rail | Panel | 6 | 30.76 |  |  | 17 | 09 |  |  | 4021267311353 | 27 | 69 | 90 | 0.9 | 9.8 | 0.012 | 0.000 | 0.015 | 0.021 | 0.000 | 85361050 | 061 Tschechien | Yes | 27142190 | 27142190 | EC002705 | EC002705 | EC002705 | EC002705 | EC002705 | https://pim.woehner.de/en/produkte/31135000.html
31138000 | 31138 | holder for cylindrical fuses, with LED | [5 empty] | holder for cylindrical fuses, with LED, 14 x 51 / 3P, 50 A / 110 - 690 V, indication (LED) of a tripped fuse link, for mounting rail | Panel | 2 | 92.09 |  |  | 17 | 09 |  |  | 4021267311384 | 81 | 69 | 90 | 2.7 | 30.5 | 0.038 | 0.000 | 0.045 | 0.067 | 0.000 | 85361050 | 061 Tschechien | Yes | 27142190 | 27142190 | EC002705 | EC002705 | EC002705 | EC002705 | EC002705 | https://pim.woehner.de/en/produkte/31138000.html
31140000 | 31140 | holder for cylindrical fuses, with LED | [5 empty] | holder for cylindrical fuses, with LED, 22 x 58 / 1P, 100 A / 110 - 690 V, indication (LED) of a tripped fuse link, for mounting rail | Panel | 6 | 49.54 |  |  | 17 | 12 |  |  | 4021267311407 | 36 | 69 | 115 | 3.5 | 15.9 | 0.024 | 0.000 | 0.028 | 0.027 | 0.001 | 85361090 | 061 Tschechien | Yes | 27142190 | 27142190 | EC002705 | EC002705 | EC002705 | EC002705 | EC002705 | https://pim.woehner.de/en/produkte/31140000.html
31143000 | 31143 | holder for cylindrical fuses, with LED | [5 empty] | holder for cylindrical fuses, with LED, 22 x 58 / 3P, 100 A / 110 - 690 V, indication (LED) of a tripped fuse link, for mounting rail | Panel | 2 | 120.01 |  |  | 17 | 12 |  |  | 4021267311438 | 108 | 69 | 115 | 10.5 | 48.7 | 0.072 | 0.000 | 0.084 | 0.087 | 0.004 | 85361090 | 061 Tschechien | Yes | 27142190 | 27142190 | EC002705 | EC002705 | EC002705 | EC002705 | EC002705 | https://pim.woehner.de/en/produkte/31143000.html
31157000 | 31157 | connection terminal, front connection |  |  |  | 31101, 31102 |  | connection terminal, front connection, 6 - 25 mm², for 31101, 31102 |  | 50 | 4.50 |  |  | 07 | 26 |  |  | 4021267311575 | 13 | 17 | 18 | 0.0 | 1.2 | 0.020 | 0.000 | 0.000 |  | 0.000 | 85369010 | 004 Deutschland | Yes | 27371392 | 27371392 | EC002498 | EC002498 | EC002498 | EC002498 | EC002498 | https://pim.woehner.de/en/produkte/31157000.html
31158000 | 31158 | D0 busbar mounted switch-disconnector-fuse |  | connection bottom | 12, 15, 20, 25, 30 x 5, 10 and section busbars |  |  | D0 busbar mounted switch-disconnector-fuse, for fuse links D01 and D02, 63 A / 3P, connection bottom, 3-pole / 1-pole switching | 60Classic | 1 | 116.25 |  |  | 01 | 42 |  |  | 4021267311582 | 27 | 100 | 220 | 10.5 | 75.9 | 0.222 | 0.000 | 4.191 |  | 0.000 | 85361050 | 004 Deutschland | Yes | 27142110 | 27142110 | EC000277 | EC000277 | EC000277 | EC000277 | EC000277 | https://pim.woehner.de/en/produkte/31158000.html
31168000 | 31168 | holder for cylindrical fuses | N on left side |  |  |  |  | holder for cylindrical fuses, 14 x 51 / 3P + N, 50 A / 690 V, N on left side, for mounting rail | Panel | 1 | 95.23 |  |  | 17 | 09 |  |  | 4021267311681 | 108 | 69 | 90 | 4.0 | 42.7 | 0.066 | 0.000 | 0.060 | 0.090 | 0.000 | 85361050 | 061 Tschechien | Yes | 27142190 | 27142190 | EC002705 | EC002705 | EC002705 | EC002705 | EC002705 | https://pim.woehner.de/en/produkte/31168000.html
31171000 | 31171 | holder for cylindrical fuses | N on left side |  |  |  |  | holder for cylindrical fuses, 22 x 58 / 3P + N, 100 A / 690 V, N on left side, for mounting rail | Panel | 1 | 131.70 |  |  | 17 | 12 |  |  | 4021267311711 | 144 | 69 | 115 | 15.7 | 67.5 | 0.127 | 0.000 | 0.112 | 0.108 | 0.006 | 85361090 | 061 Tschechien | Yes | 27142190 | 27142190 | EC002705 | EC002705 | EC002705 | EC002705 | EC002705 | https://pim.woehner.de/en/produkte/31171000.html
31173000A | 31173 | D fuse base, panel-mounting | [5 empty] | D fuse base, panel-mounting, E 27 / 25 A / 1P, for screw-in gauge rings, touch protected acc. to DGUV V3, for mounting plate or mounting rail | Panel | 9 | 10.01 |  |  | 02 | 09 |  |  | 4021267311735 | 40 | 55 | 90 | 0.7 | 15.2 | 0.014 | 0.013 | 0.065 |  | 0.000 | 85361050 | 061 Tschechien | Yes | 27142103 | 27142103 | EC000094 | EC000094 | EC000094 | EC000094 | EC000094 | https://pim.woehner.de/en/produkte/31173000A.html
31174000A | 31174 | D fuse base, panel-mounting | [5 empty] | D fuse base, panel-mounting, E 27 / 25 A / 3P, for screw-in gauge rings, touch protected acc. to DGUV V3, for mounting plate or mounting rail | Panel | 3 | 30.48 |  |  | 02 | 21 |  |  | 4021267311742 | 120 | 55 | 90 | 2.0 | 45.7 | 0.042 | 0.041 | 0.195 |  | 0.000 | 85361050 | 061 Tschechien | Yes | 27142103 | 27142103 | EC000094 | EC000094 | EC000094 | EC000094 | EC000094 | https://pim.woehner.de/en/produkte/31174000A.html
31175000A | 31175 | D fuse base, panel-mounting | [5 empty] | D fuse base, panel-mounting, E 33 / 63 A / 1P, for screw-in gauge rings, touch protected acc. to DGUV V3, for mounting plate or mounting rail | Panel | 9 | 13.14 |  |  | 02 | 12 |  |  | 4021267311759 | 50 | 55 | 80 | 4.0 | 18.6 | 0.014 | 0.022 | 0.065 |  | 0.000 | 85361050 | 061 Tschechien | Yes | 27142103 | 27142103 | EC000094 | EC000094 | EC000094 | EC000094 | EC000094 | https://pim.woehner.de/en/produkte/31175000A.html
31176000A | 31176 | D fuse base, panel-mounting | [5 empty] | D fuse base, panel-mounting, E 33 / 63 A / 3P, for screw-in gauge rings, touch protected acc. to DGUV V3, for mounting plate or mounting rail | Panel | 3 | 38.19 |  |  | 02 | 24 |  |  | 4021267311766 | 150 | 55 | 90 | 12.0 | 53.8 | 0.042 | 0.067 | 0.195 |  | 0.000 | 85361050 | 061 Tschechien | Yes | 27142103 | 27142103 | EC000094 | EC000094 | EC000094 | EC000094 | EC000094 | https://pim.woehner.de/en/produkte/31176000A.html
31182000 | 31182 | cylindr. fuse link 2 A | [5 empty] | cylindr. fuse link 2 A, 500 V, gG, 10 x 38 |  | 10 | 1.55 |  |  | 22 | 21 |  |  | 4021267311827 | 10 | 38 | 10 | 0.7 | 0.6 | 0.000 | 0.000 | 0.000 | 0.000 | 0.000 | 85361010 | 011 Spanien | Yes | 27142002 | 27142002 | EC002704 | EC002704 | EC002704 | EC002704 | EC002704 | https://pim.woehner.de/en/produkte/31182000.html
31183000 | 31183 | cylindr. fuse link 4 A | [5 empty] | cylindr. fuse link 4 A, 500 V, gG, 10 x 38 |  | 10 | 1.55 |  |  | 22 | 21 |  |  | 4021267311834 | 10 | 38 | 10 | 0.8 | 0.6 | 0.000 | 0.000 | 0.000 | 0.000 | 0.000 | 85361010 | 011 Spanien | Yes | 27142002 | 27142002 | EC002704 | EC002704 | EC002704 | EC002704 | EC002704 | https://pim.woehner.de/en/produkte/31183000.html
31184000 | 31184 | cylindr. fuse link 6 A | [5 empty] | cylindr. fuse link 6 A, 500 V, gG, 10 x 38 |  | 10 | 1.55 |  |  | 22 | 21 |  |  | 4021267311841 | 10 | 38 | 10 | 0.9 | 0.6 | 0.000 | 0.000 | 0.000 | 0.000 | 0.000 | 85361010 | 011 Spanien | Yes | 27142002 | 27142002 | EC002704 | EC002704 | EC002704 | EC002704 | EC002704 | https://pim.woehner.de/en/produkte/31184000.html
31185000 | 31185 | cylindr. fuse link 10 A | [5 empty] | cylindr. fuse link 10 A, 500 V, gG, 10 x 38 |  | 10 | 1.55 |  |  | 22 | 21 |  |  | 4021267311858 | 10 | 38 | 10 | 1.3 | 0.6 | 0.000 | 0.000 | 0.000 | 0.000 | 0.000 | 85361010 | 011 Spanien | Yes | 27142002 | 27142002 | EC002704 | EC002704 | EC002704 | EC002704 | EC002704 | https://pim.woehner.de/en/produkte/31185000.html
31186000 | 31186 | cylindr. fuse link 16 A | [5 empty] | cylindr. fuse link 16 A, 500 V, gG, 10 x 38 |  | 10 | 1.55 |  |  | 22 | 21 |  |  | 4021267311865 | 10 | 38 | 10 | 1.9 | 0.6 | 0.000 | 0.000 | 0.000 | 0.000 | 0.000 | 85361050 | 011 Spanien | Yes | 27142002 | 27142002 | EC002704 | EC002704 | EC002704 | EC002704 | EC002704 | https://pim.woehner.de/en/produkte/31186000.html
31187000 | 31187 | cylindr. fuse link 20 A | [5 empty] | cylindr. fuse link 20 A, 500 V, gG, 10 x 38 |  | 10 | 1.55 |  |  | 22 | 21 |  |  | 4021267311872 | 10 | 38 | 10 | 2.3 | 0.6 | 0.000 | 0.000 | 0.000 | 0.000 | 0.000 | 85361050 | 011 Spanien | Yes | 27142002 | 27142002 | EC002704 | EC002704 | EC002704 | EC002704 | EC002704 | https://pim.woehner.de/en/produkte/31187000.html
31188000 | 31188 | cylindr. fuse link 25 A | [5 empty] | cylindr. fuse link 25 A, 500 V, gG, 10 x 38 |  | 10 | 1.55 |  |  | 22 | 21 |  |  | 4021267311889 | 10 | 38 | 10 | 2.8 | 0.6 | 0.000 | 0.000 | 0.000 | 0.000 | 0.000 | 85361050 | 011 Spanien | Yes | 27142002 | 27142002 | EC002704 | EC002704 | EC002704 | EC002704 | EC002704 | https://pim.woehner.de/en/produkte/31188000.html
31189000 | 31189 | cylindr. fuse link 32 A | [5 empty] | cylindr. fuse link 32 A, 400 V, gG, 10 x 38 |  | 10 | 1.55 |  |  | 22 | 21 |  |  | 4021267311896 | 10 | 38 | 10 | 3.0 | 0.6 | 0.000 | 0.000 | 0.000 | 0.000 | 0.000 | 85361050 | 011 Spanien | Yes | 27142002 | 27142002 | EC002704 | EC002704 | EC002704 | EC002704 | EC002704 | https://pim.woehner.de/en/produkte/31189000.html
31190000 | 31190 | cylindr. fuse link 10 A | [5 empty] | cylindr. fuse link 10 A, 690 V, gG, 14 x 51 |  | 10 | 2.60 |  |  | 22 | 21 |  |  | 4021267311902 | 14 | 51 | 14 | 1.8 | 1.9 | 0.000 | 0.000 | 0.000 | 0.000 | 0.000 | 85361010 | 011 Spanien | Yes | 27142002 | 27142002 | EC002704 | EC002704 | EC002704 | EC002704 | EC002704 | https://pim.woehner.de/en/produkte/31190000.html
31191000 | 31191 | cylindr. fuse link 16 A | [5 empty] | cylindr. fuse link 16 A, 690 V, gG, 14 x 51 |  | 10 | 2.73 |  |  | 22 | 21 |  |  | 4021267311919 | 14 | 51 | 14 | 2.5 | 1.9 | 0.000 | 0.000 | 0.000 | 0.000 | 0.000 | 85361050 | 011 Spanien | Yes | 27142002 | 27142002 | EC002704 | EC002704 | EC002704 | EC002704 | EC002704 | https://pim.woehner.de/en/produkte/31191000.html
31192000 | 31192 | cylindr. fuse link 20 A | [5 empty] | cylindr. fuse link 20 A, 690 V, gG, 14 x 51 |  | 10 | 2.73 |  |  | 22 | 21 |  |  | 4021267311926 | 14 | 51 | 14 | 3.0 | 1.9 | 0.000 | 0.000 | 0.000 | 0.000 | 0.000 | 85361050 | 011 Spanien | Yes | 27142002 | 27142002 | EC002704 | EC002704 | EC002704 | EC002704 | EC002704 | https://pim.woehner.de/en/produkte/31192000.html
31193000 | 31193 | cylindr. fuse link 25 A | [5 empty] | cylindr. fuse link 25 A, 690 V, gG, 14 x 51 |  | 10 | 2.73 |  |  | 22 | 21 |  |  | 4021267311933 | 14 | 51 | 14 | 3.5 | 1.9 | 0.000 | 0.000 | 0.000 | 0.000 | 0.000 | 85361050 | 011 Spanien | Yes | 27142002 | 27142002 | EC002704 | EC002704 | EC002704 | EC002704 | EC002704 | https://pim.woehner.de/en/produkte/31193000.html
31194000 | 31194 | cylindr. fuse link 32 A | [5 empty] | cylindr. fuse link 32 A, 500 V, gG, 14 x 51 |  | 10 | 2.93 |  |  | 22 | 21 |  |  | 4021267311940 | 14 | 51 | 14 | 3.8 | 1.9 | 0.000 | 0.000 | 0.000 | 0.000 | 0.000 | 85361050 | 011 Spanien | Yes | 27142002 | 27142002 | EC002704 | EC002704 | EC002704 | EC002704 | EC002704 | https://pim.woehner.de/en/produkte/31194000.html
31195000 | 31195 | cylindr. fuse link 40 A | [5 empty] | cylindr. fuse link 40 A, 500 V, gG, 14 x 51 |  | 10 | 2.93 |  |  | 22 | 21 |  |  | 4021267311957 | 14 | 51 | 14 | 4.4 | 1.9 | 0.000 | 0.000 | 0.000 | 0.000 | 0.000 | 85361050 | 011 Spanien | Yes | 27142002 | 27142002 | EC002704 | EC002704 | EC002704 | EC002704 | EC002704 | https://pim.woehner.de/en/produkte/31195000.html
31196000 | 31196 | cylindr. fuse link 50 A | [5 empty] | cylindr. fuse link 50 A, 400 V, gG, 14 x 51 |  | 10 | 3.18 |  |  | 22 | 21 |  |  | 4021267311964 | 14 | 51 | 14 | 4.7 | 1.9 | 0.000 | 0.000 | 0.000 | 0.000 | 0.000 | 85361050 | 011 Spanien | Yes | 27142002 | 27142002 | EC002704 | EC002704 | EC002704 | EC002704 | EC002704 | https://pim.woehner.de/en/produkte/31196000.html
31198000 | 31198 | cylindr. fuse link 32 A | [5 empty] | cylindr. fuse link 32 A, 690 V, gG, 22 x 58 |  | 10 | 4.86 |  |  | 22 | 21 |  |  | 4021267311988 | 22 | 58 | 22 | 4.3 | 5.0 | 0.000 | 0.000 | 0.000 | 0.000 | 0.000 | 85361050 | 011 Spanien | Yes | 27142002 | 27142002 | EC002704 | EC002704 | EC002704 | EC002704 | EC002704 | https://pim.woehner.de/en/produkte/31198000.html
31199000 | 31199 | cylindr. fuse link 40 A | [5 empty] | cylindr. fuse link 40 A, 690 V, gG, 22 x 58 |  | 10 | 4.86 |  |  | 22 | 21 |  |  | 4021267311995 | 22 | 58 | 22 | 5.1 | 5.0 | 0.000 | 0.000 | 0.000 | 0.000 | 0.000 | 85361050 | 011 Spanien | Yes | 27142002 | 27142002 | EC002704 | EC002704 | EC002704 | EC002704 | EC002704 | https://pim.woehner.de/en/produkte/31199000.html
31200000 | 31200 | cylindr. fuse link 50 A | [5 empty] | cylindr. fuse link 50 A, 690 V, gG, 22 x 58 |  | 10 | 5.06 |  |  | 22 | 21 |  |  | 4021267312008 | 22 | 58 | 22 | 5.5 | 5.0 | 0.000 | 0.000 | 0.000 | 0.000 | 0.000 | 85361050 | 011 Spanien | Yes | 27142002 | 27142002 | EC002704 | EC002704 | EC002704 | EC002704 | EC002704 | https://pim.woehner.de/en/produkte/31200000.html
31201000 | 31201 | cylindr. fuse link 63 A | [5 empty] | cylindr. fuse link 63 A, 690 V, gG, 22 x 58 |  | 10 | 5.16 |  |  | 22 | 21 |  |  | 4021267312015 | 22 | 58 | 22 | 6.7 | 5.0 | 0.000 | 0.000 | 0.000 | 0.000 | 0.000 | 85361050 | 011 Spanien | Yes | 27142002 | 27142002 | EC002704 | EC002704 | EC002704 | EC002704 | EC002704 | https://pim.woehner.de/en/produkte/31201000.html
31202000 | 31202 | cylindr. fuse link 80 A | [5 empty] | cylindr. fuse link 80 A, 500 V, gG, 22 x 58 |  | 10 | 5.48 |  |  | 22 | 21 |  |  | 4021267312022 | 22 | 58 | 22 | 8.0 | 5.0 | 0.000 | 0.000 | 0.000 | 0.000 | 0.000 | 85361090 | 011 Spanien | Yes | 27142002 | 27142002 | EC002704 | EC002704 | EC002704 | EC002704 | EC002704 | https://pim.woehner.de/en/produkte/31202000.html
31203000 | 31203 | cylindr. fuse link 100 A | [5 empty] | cylindr. fuse link 100 A, 500 V, gG, 22 x 58 |  | 10 | 5.66 |  |  | 22 | 21 |  |  | 4021267312039 | 22 | 58 | 22 | 9.0 | 5.0 | 0.000 | 0.000 | 0.000 | 0.000 | 0.000 | 85361090 | 011 Spanien | Yes | 27142002 | 27142002 | EC002704 | EC002704 | EC002704 | EC002704 | EC002704 | https://pim.woehner.de/en/produkte/31203000.html
31204000 | 31204 | cylindr. fuse link 125 A | [5 empty] | cylindr. fuse link 125 A, 400 V, gG, 22 x 58 |  | 10 | 5.66 |  |  | 22 | 21 |  |  | 4021267312046 | 22 | 58 | 22 | 12.5 | 5.0 | 0.000 | 0.000 | 0.000 | 0.000 | 0.000 | 85361090 | 011 Spanien | Yes | 27142002 | 27142002 | EC002704 | EC002704 | EC002704 | EC002704 | EC002704 | https://pim.woehner.de/en/produkte/31204000.html
31205000 | 31205 | cylindr. fuse link 1 A | [5 empty] | cylindr. fuse link 1 A, 690 V, gR, 10 x 38 |  | 10 | 14.54 |  |  | 22 | 22 |  |  | 4021267312053 | 10 | 38 | 10 | 0.9 | 0.6 | 0.003 | 0.000 | 0.020 | 0.000 | 0.000 | 85361010 | 004 Deutschland | Yes | 27142002 | 27142002 | EC002704 | EC002704 | EC002704 | EC002704 | EC002704 | https://pim.woehner.de/en/produkte/31205000.html
31206000 | 31206 | cylindr. fuse link 2 A | [5 empty] | cylindr. fuse link 2 A, 690 V, gR, 10 x 38 |  | 10 | 14.54 |  |  | 22 | 22 |  |  | 4021267312060 | 10 | 38 | 10 | 1.0 | 0.6 | 0.003 | 0.000 | 0.020 | 0.000 | 0.000 | 85361010 | 004 Deutschland | Yes | 27142002 | 27142002 | EC002704 | EC002704 | EC002704 | EC002704 | EC002704 | https://pim.woehner.de/en/produkte/31206000.html
31207000 | 31207 | cylindr. fuse link 4 A | [5 empty] | cylindr. fuse link 4 A, 690 V, gR, 10 x 38 |  | 10 | 14.54 |  |  | 22 | 22 |  |  | 4021267312077 | 10 | 38 | 10 | 1.1 | 0.6 | 0.003 | 0.000 | 0.030 | 0.000 | 0.000 | 85361010 | 004 Deutschland | Yes | 27142002 | 27142002 | EC002704 | EC002704 | EC002704 | EC002704 | EC002704 | https://pim.woehner.de/en/produkte/31207000.html
31208000 | 31208 | cylindr. fuse link 6 A | [5 empty] | cylindr. fuse link 6 A, 690 V, gR, 10 x 38 |  | 10 | 14.54 |  |  | 22 | 22 |  |  | 4021267312084 | 10 | 38 | 10 | 1.6 | 0.6 | 0.003 | 0.000 | 0.030 | 0.000 | 0.000 | 85361010 | 004 Deutschland | Yes | 27142002 | 27142002 | EC002704 | EC002704 | EC002704 | EC002704 | EC002704 | https://pim.woehner.de/en/produkte/31208000.html
31209000 | 31209 | cylindr. fuse link 10 A | [5 empty] | cylindr. fuse link 10 A, 690 V, gR, 10 x 38 |  | 10 | 14.54 |  |  | 22 | 22 |  |  | 4021267312091 | 10 | 38 | 10 | 2.1 | 0.6 | 0.003 | 0.000 | 0.070 | 0.000 | 0.000 | 85361010 | 004 Deutschland | Yes | 27142002 | 27142002 | EC002704 | EC002704 | EC002704 | EC002704 | EC002704 | https://pim.woehner.de/en/produkte/31209000.html
31210000 | 31210 | cylindr. fuse link 12 A | [5 empty] | cylindr. fuse link 12 A, 690 V, gR, 10 x 38 |  | 10 | 14.54 |  |  | 22 | 22 |  |  | 4021267312107 | 10 | 38 | 10 | 3.1 | 0.6 | 0.003 | 0.000 | 0.070 | 0.000 | 0.000 | 85361050 | 004 Deutschland | Yes | 27142002 | 27142002 | EC002704 | EC002704 | EC002704 | EC002704 | EC002704 | https://pim.woehner.de/en/produkte/31210000.html
31211000 | 31211 | cylindr. fuse link 16 A | [5 empty] | cylindr. fuse link 16 A, 690 V, gR, 10 x 38 |  | 10 | 14.54 |  |  | 22 | 22 |  |  | 4021267312114 | 10 | 38 | 10 | 4.4 | 0.6 | 0.003 | 0.000 | 0.090 | 0.000 | 0.000 | 85361050 | 004 Deutschland | Yes | 27142002 | 27142002 | EC002704 | EC002704 | EC002704 | EC002704 | EC002704 | https://pim.woehner.de/en/produkte/31211000.html
31212000 | 31212 | cylindr. fuse link 20 A | [5 empty] | cylindr. fuse link 20 A, 690 V, gR, 10 x 38 |  | 10 | 14.54 |  |  | 22 | 22 |  |  | 4021267312121 | 10 | 38 | 10 | 5.8 | 0.6 | 0.003 | 0.000 | 0.120 | 0.000 | 0.000 | 85361050 | 004 Deutschland | Yes | 27142002 | 27142002 | EC002704 | EC002704 | EC002704 | EC002704 | EC002704 | https://pim.woehner.de/en/produkte/31212000.html
31213000 | 31213 | cylindr. fuse link 25 A | [5 empty] | cylindr. fuse link 25 A, 690 V, gR, 10 x 38 |  | 10 | 15.61 |  |  | 22 | 22 |  |  | 4021267312138 | 10 | 38 | 10 | 6.8 | 0.6 | 0.003 | 0.000 | 0.160 | 0.000 | 0.000 | 85361050 | 004 Deutschland | Yes | 27142002 | 27142002 | EC002704 | EC002704 | EC002704 | EC002704 | EC002704 | https://pim.woehner.de/en/produkte/31213000.html
31214000 | 31214 | cylindr. fuse link 30 A | [5 empty] | cylindr. fuse link 30 A, 690 V, gR, 10 x 38 |  | 10 | 15.61 |  |  | 22 | 22 |  |  | 4021267312145 | 10 | 38 | 10 | 8.2 | 0.6 | 0.003 | 0.000 | 0.190 | 0.000 | 0.000 | 85361050 | 004 Deutschland | Yes | 27142002 | 27142002 | EC002704 | EC002704 | EC002704 | EC002704 | EC002704 | https://pim.woehner.de/en/produkte/31214000.html
31215000 | 31215 | cylindr. fuse link 10 A | [5 empty] | cylindr. fuse link 10 A, 690 V, gR, 14 x 51 |  | 10 | 17.79 |  |  | 22 | 22 |  |  | 4021267312152 | 14 | 51 | 14 | 2.6 | 1.9 | 0.006 | 0.000 | 0.110 | 0.000 | 0.000 | 85361010 | 004 Deutschland | Yes | 27142002 | 27142002 | EC002704 | EC002704 | EC002704 | EC002704 | EC002704 | https://pim.woehner.de/en/produkte/31215000.html
31216000 | 31216 | cylindr. fuse link 16 A | [5 empty] | cylindr. fuse link 16 A, 690 V, gR, 14 x 51 |  | 10 | 18.55 |  |  | 22 | 22 |  |  | 4021267312169 | 14 | 51 | 14 | 4.7 | 1.9 | 0.006 | 0.000 | 0.180 | 0.000 | 0.000 | 85361050 | 004 Deutschland | Yes | 27142002 | 27142002 | EC002704 | EC002704 | EC002704 | EC002704 | EC002704 | https://pim.woehner.de/en/produkte/31216000.html
31217000 | 31217 | cylindr. fuse link 20 A | [5 empty] | cylindr. fuse link 20 A, 690 V, gR, 14 x 51 |  | 10 | 18.55 |  |  | 22 | 22 |  |  | 4021267312176 | 14 | 51 | 14 | 6.0 | 1.9 | 0.006 | 0.000 | 0.220 | 0.000 | 0.000 | 85361050 | 004 Deutschland | Yes | 27142002 | 27142002 | EC002704 | EC002704 | EC002704 | EC002704 | EC002704 | https://pim.woehner.de/en/produkte/31217000.html
31219000 | 31219 | cylindr. fuse link 32 A | [5 empty] | cylindr. fuse link 32 A, 690 V, gR, 14 x 51 |  | 10 | 18.92 |  |  | 22 | 22 |  |  | 4021267312190 | 14 | 51 | 14 | 9.5 | 1.9 | 0.006 | 0.000 | 0.310 | 0.000 | 0.000 | 85361050 | 004 Deutschland | Yes | 27142002 | 27142002 | EC002704 | EC002704 | EC002704 | EC002704 | EC002704 | https://pim.woehner.de/en/produkte/31219000.html
31220000 | 31220 | cylindr. fuse link 40 A | [5 empty] | cylindr. fuse link 40 A, 690 V, gR, 14 x 51 |  | 10 | 24.00 |  |  | 22 | 22 |  |  | 4021267312206 | 14 | 51 | 14 | 10.0 | 1.9 | 0.006 | 0.000 | 0.460 | 0.000 | 0.000 | 85361050 | 004 Deutschland | Yes | 27142002 | 27142002 | EC002704 | EC002704 | EC002704 | EC002704 | EC002704 | https://pim.woehner.de/en/produkte/31220000.html
31221000 | 31221 | cylindr. fuse link 50 A | [5 empty] | cylindr. fuse link 50 A, 690 V, gR, 14 x 51 |  | 10 | 24.00 |  |  | 22 | 22 |  |  | 4021267312213 | 14 | 51 | 14 | 12.0 | 1.9 | 0.006 | 0.000 | 0.550 | 0.000 | 0.000 | 85361050 | 004 Deutschland | Yes | 27142002 | 27142002 | EC002704 | EC002704 | EC002704 | EC002704 | EC002704 | https://pim.woehner.de/en/produkte/31221000.html
31226000 | 31226 | cylindr. fuse link 50 A | [5 empty] | cylindr. fuse link 50 A, 690 V, gR, 22 x 58 |  | 10 | 30.18 |  |  | 22 | 22 |  |  | 4021267312268 | 22 | 58 | 22 | 15.0 | 5.0 | 0.018 | 0.000 | 0.700 | 0.000 | 0.000 | 85361050 | 004 Deutschland | Yes | 27142002 | 27142002 | EC002704 | EC002704 | EC002704 | EC002704 | EC002704 | https://pim.woehner.de/en/produkte/31226000.html
31227000 | 31227 | cylindr. fuse link 63 A | [5 empty] | cylindr. fuse link 63 A, 690 V, gR, 22 x 58 |  | 10 | 37.03 |  |  | 22 | 22 |  |  | 4021267312275 | 22 | 58 | 22 | 16.0 | 5.0 | 0.018 | 0.000 | 0.950 | 0.000 | 0.000 | 85361050 | 006 Großbrittanien | Yes | 27142002 | 27142002 | EC002704 | EC002704 | EC002704 | EC002704 | EC002704 | https://pim.woehner.de/en/produkte/31227000.html
31228000 | 31228 | cylindr. fuse link 80 A | [5 empty] | cylindr. fuse link 80 A, 690 V, gR, 22 x 58 |  | 10 | 37.03 |  |  | 22 | 22 |  |  | 4021267312282 | 22 | 58 | 22 | 18.0 | 5.0 | 0.018 | 0.000 | 1.260 | 0.000 | 0.000 | 85361090 | 004 Deutschland | Yes | 27142002 | 27142002 | EC002704 | EC002704 | EC002704 | EC002704 | EC002704 | https://pim.woehner.de/en/produkte/31228000.html
31229000 | 31229 | cylindr. fuse link 100 A | [5 empty] | cylindr. fuse link 100 A, 690 V, gR, 22 x 58 |  | 10 | 46.04 |  |  | 22 | 22 |  |  | 4021267312299 | 22 | 58 | 22 | 19.0 | 5.0 | 0.018 | 0.000 | 1.730 | 0.000 | 0.000 | 85361090 | 004 Deutschland | Yes | 27142002 | 27142002 | EC002704 | EC002704 | EC002704 | EC002704 | EC002704 | https://pim.woehner.de/en/produkte/31229000.html
31232000 | 31232 | busbar mounted switch-disconnector-fuse |  | connection bottom | 12, 15, 20, 25, 30 x 5, 10 and section busbars |  |  | busbar mounted switch-disconnector-fuse, for fuses 10x38 IEC 60269-2, 63 A / 3P, connection bottom, 3-pole / 1-pole switching | 60Classic | 1 | 129.37 |  |  | 01 | 42 |  |  | 4021267312329 | 27 | 100 | 220 | 5.3 | 76.0 | 0.222 | 0.000 | 4.191 |  | 0.000 | 85361050 | 004 Deutschland | Yes | 27142190 | 27142190 | EC002705 | EC002705 | EC002705 | EC002705 | EC002705 | https://pim.woehner.de/en/produkte/31232000.html
31235000 | 31235 | cylindr. fuse link 1 A | [5 empty] | cylindr. fuse link 1 A, -Mersen-, 600 V AC, fast acting, Class CC, for branch circuit protection |  | 10 | 22.01 |  |  | 22 | 32 |  |  | 4021267312350 | 10 | 38 | 10 |  | 0.8 | 0.000 | 0.000 | 0.000 | 0.000 | 0.000 | 85361010 | 412 Mexiko | Yes | 27142002 | 27142002 | EC002704 | EC002704 | EC002704 | EC002704 | EC002704 | https://pim.woehner.de/en/produkte/31235000.html
31235100 | 31235 | cylindr. fuse link 1 A | [5 empty] | cylindr. fuse link 1 A, -Eaton-, 600 V AC, fast acting, Class CC, for branch circuit protection |  | 10 | 22.01 |  |  | 22 | 32 | x |  | 4021267150372 | 10 | 38 | 10 |  | 0.8 | 0.000 | 0.000 | 0.000 | 0.000 | 0.000 | 85361010 | 412 Mexiko | Yes | 27142002 | 27142002 | EC002704 | EC002704 | EC002704 | EC002704 | EC002704 | https://pim.woehner.de/en/produkte/31235100.html
31236000 | 31236 | cylindr. fuse link 2 A | [5 empty] | cylindr. fuse link 2 A, -Mersen-, 600 V AC, fast acting, Class CC, for branch circuit protection |  | 10 | 22.01 |  |  | 22 | 32 |  |  | 4021267312367 | 10 | 38 | 10 |  | 0.8 | 0.000 | 0.000 | 0.000 | 0.000 | 0.000 | 85361010 | 412 Mexiko | Yes | 27142002 | 27142002 | EC002704 | EC002704 | EC002704 | EC002704 | EC002704 | https://pim.woehner.de/en/produkte/31236000.html
31236100 | 31236 | cylindr. fuse link 2 A | [5 empty] | cylindr. fuse link 2 A, -Eaton-, 600 V AC, fast acting, Class CC, for branch circuit protection |  | 10 | 22.01 |  |  | 22 | 32 | x |  | 4021267150389 | 10 | 38 | 10 |  | 0.8 | 0.000 | 0.000 | 0.000 | 0.000 | 0.000 | 85361010 | 412 Mexiko | Yes | 27142002 | 27142002 | EC002704 | EC002704 | EC002704 | EC002704 | EC002704 | https://pim.woehner.de/en/produkte/31236100.html
31237000 | 31237 | cylindr. fuse link 4 A | [5 empty] | cylindr. fuse link 4 A, -Mersen-, 600 V AC, fast acting, Class CC, for branch circuit protection |  | 10 | 22.01 |  |  | 22 | 32 |  |  | 4021267312374 | 10 | 38 | 10 |  | 0.8 | 0.000 | 0.000 | 0.000 | 0.000 | 0.000 | 85361010 | 412 Mexiko | Yes | 27142002 | 27142002 | EC002704 | EC002704 | EC002704 | EC002704 | EC002704 | https://pim.woehner.de/en/produkte/31237000.html
31237100 | 31237 | cylindr. fuse link 4 A | [5 empty] | cylindr. fuse link 4 A, -Eaton-, 600 V AC, fast acting, Class CC, for branch circuit protection |  | 10 | 22.01 |  |  | 22 | 32 | x |  | 4021267150396 | 10 | 38 | 10 |  | 0.8 | 0.000 | 0.000 | 0.000 | 0.000 | 0.000 | 85361010 | 412 Mexiko | Yes | 27142002 | 27142002 | EC002704 | EC002704 | EC002704 | EC002704 | EC002704 | https://pim.woehner.de/en/produkte/31237100.html
31238000 | 31238 | cylindr. fuse link 6 A | [5 empty] | cylindr. fuse link 6 A, -Mersen-, 600 V AC, fast acting, Class CC, for branch circuit protection |  | 10 | 22.01 |  |  | 22 | 32 |  |  | 4021267312381 | 10 | 38 | 10 |  | 0.8 | 0.000 | 0.000 | 0.000 | 0.000 | 0.000 | 85361010 | 412 Mexiko | Yes | 27142002 | 27142002 | EC002704 | EC002704 | EC002704 | EC002704 | EC002704 | https://pim.woehner.de/en/produkte/31238000.html
31238100 | 31238 | cylindr. fuse link 6 A | [5 empty] | cylindr. fuse link 6 A, -Eaton-, 600 V AC, fast acting, Class CC, for branch circuit protection |  | 10 | 22.01 |  |  | 22 | 32 | x |  | 4021267150402 | 10 | 38 | 10 |  | 0.8 | 0.000 | 0.000 | 0.000 | 0.000 | 0.000 | 85361010 | 412 Mexiko | Yes | 27142002 | 27142002 | EC002704 | EC002704 | EC002704 | EC002704 | EC002704 | https://pim.woehner.de/en/produkte/31238100.html
31239000 | 31239 | cylindr. fuse link 10 A | [5 empty] | cylindr. fuse link 10 A, -Mersen-, 600 V AC, fast acting, Class CC, for branch circuit protection |  | 10 | 22.01 |  |  | 22 | 32 |  |  | 4021267312398 | 10 | 38 | 10 |  | 0.8 | 0.000 | 0.000 | 0.000 | 0.000 | 0.000 | 85361010 | 412 Mexiko | Yes | 27142002 | 27142002 | EC002704 | EC002704 | EC002704 | EC002704 | EC002704 | https://pim.woehner.de/en/produkte/31239000.html
31239100 | 31239 | cylindr. fuse link 10 A | [5 empty] | cylindr. fuse link 10 A, -Eaton-, 600 V AC, fast acting, Class CC, for branch circuit protection |  | 10 | 22.01 |  |  | 22 | 32 | x |  | 4021267150419 | 10 | 38 | 10 |  | 0.8 | 0.000 | 0.000 | 0.000 | 0.000 | 0.000 | 85361010 | 412 Mexiko | Yes | 27142002 | 27142002 | EC002704 | EC002704 | EC002704 | EC002704 | EC002704 | https://pim.woehner.de/en/produkte/31239100.html
31240000 | 31240 | cylindr. fuse link 15 A | [5 empty] | cylindr. fuse link 15 A, -Mersen-, 600 V AC, fast acting, Class CC, for branch circuit protection |  | 10 | 22.01 |  |  | 22 | 32 |  |  | 4021267312404 | 10 | 38 | 10 |  | 0.8 | 0.000 | 0.000 | 0.000 | 0.000 | 0.000 | 85361050 | 412 Mexiko | Yes | 27142002 | 27142002 | EC002704 | EC002704 | EC002704 | EC002704 | EC002704 | https://pim.woehner.de/en/produkte/31240000.html
31240100 | 31240 | cylindr. fuse link 15 A | [5 empty] | cylindr. fuse link 15 A, -Eaton-, 600 V AC, fast acting, Class CC, for branch circuit protection |  | 10 | 22.01 |  |  | 22 | 32 | x |  | 4021267150426 | 10 | 38 | 10 |  | 0.8 | 0.000 | 0.000 | 0.000 | 0.000 | 0.000 | 85361050 | 412 Mexiko | Yes | 27142002 | 27142002 | EC002704 | EC002704 | EC002704 | EC002704 | EC002704 | https://pim.woehner.de/en/produkte/31240100.html
31241000 | 31241 | cylindr. fuse link 20 A | [5 empty] | cylindr. fuse link 20 A, -Mersen-, 600 V AC, fast acting, Class CC, for branch circuit protection |  | 10 | 22.01 |  |  | 22 | 32 |  |  | 4021267312411 | 10 | 38 | 10 |  | 0.8 | 0.000 | 0.000 | 0.000 | 0.000 | 0.000 | 85361050 | 412 Mexiko | Yes | 27142002 | 27142002 | EC002704 | EC002704 | EC002704 | EC002704 | EC002704 | https://pim.woehner.de/en/produkte/31241000.html
31241100 | 31241 | cylindr. fuse link 20 A | [5 empty] | cylindr. fuse link 20 A, -Eaton-, 600 V AC, fast acting, Class CC, for branch circuit protection |  | 10 | 22.01 |  |  | 22 | 32 | x |  | 4021267150433 | 10 | 38 | 10 |  | 0.8 | 0.000 | 0.000 | 0.000 | 0.000 | 0.000 | 85361050 | 412 Mexiko | Yes | 27142002 | 27142002 | EC002704 | EC002704 | EC002704 | EC002704 | EC002704 | https://pim.woehner.de/en/produkte/31241100.html
31242000 | 31242 | cylindr. fuse link 25 A | [5 empty] | cylindr. fuse link 25 A, -Mersen-, 600 V AC, fast acting, Class CC, for branch circuit protection |  | 10 | 22.01 |  |  | 22 | 32 |  |  | 4021267312428 | 10 | 38 | 10 |  | 0.8 | 0.000 | 0.000 | 0.000 | 0.000 | 0.000 | 85361050 | 412 Mexiko | Yes | 27142002 | 27142002 | EC002704 | EC002704 | EC002704 | EC002704 | EC002704 | https://pim.woehner.de/en/produkte/31242000.html
31242100 | 31242 | cylindr. fuse link 25 A | [5 empty] | cylindr. fuse link 25 A, -Eaton-, 600 V AC, fast acting, Class CC, for branch circuit protection |  | 10 | 22.01 |  |  | 22 | 32 | x |  | 4021267150440 | 10 | 38 | 10 |  | 0.8 | 0.000 | 0.000 | 0.000 | 0.000 | 0.000 | 85361050 | 412 Mexiko | Yes | 27142002 | 27142002 | EC002704 | EC002704 | EC002704 | EC002704 | EC002704 | https://pim.woehner.de/en/produkte/31242100.html
31243000 | 31243 | cylindr. fuse link 30 A | [5 empty] | cylindr. fuse link 30 A, -Mersen-, 600 V AC, fast acting, Class CC, for branch circuit protection |  | 10 | 22.01 |  |  | 22 | 32 |  |  | 4021267312435 | 10 | 38 | 10 |  | 0.8 | 0.000 | 0.000 | 0.000 | 0.000 | 0.000 | 85361050 | 412 Mexiko | Yes | 27142002 | 27142002 | EC002704 | EC002704 | EC002704 | EC002704 | EC002704 | https://pim.woehner.de/en/produkte/31243000.html
31243100 | 31243 | cylindr. fuse link 30 A | [5 empty] | cylindr. fuse link 30 A, -Eaton-, 600 V AC, fast acting, Class CC, for branch circuit protection |  | 10 | 22.01 |  |  | 22 | 32 | x |  | 4021267150457 | 10 | 38 | 10 |  | 0.8 | 0.000 | 0.000 | 0.000 | 0.000 | 0.000 | 85361050 | 412 Mexiko | Yes | 27142002 | 27142002 | EC002704 | EC002704 | EC002704 | EC002704 | EC002704 | https://pim.woehner.de/en/produkte/31243100.html
31244000 | 31244 | cylindr. fuse link 1 A | [5 empty] | cylindr. fuse link 1 A, -Mersen-, 600 V AC, time delay, Class CC, for control transformer applications |  | 10 | 26.56 |  |  | 22 | 31 |  |  | 4021267312442 | 10 | 38 | 10 |  | 0.8 | 0.000 | 0.000 | 0.000 | 0.000 | 0.000 | 85361010 | 412 Mexiko | Yes | 27142002 | 27142002 | EC002704 | EC002704 | EC002704 | EC002704 | EC002704 | https://pim.woehner.de/en/produkte/31244000.html
31244100 | 31244 | cylindr. fuse link 1 A | [5 empty] | cylindr. fuse link 1 A, -Eaton-, 600 V AC, time delay, Class CC, for control transformer applications |  | 10 | 26.56 |  |  | 22 | 31 | x |  | 4021267150464 | 10 | 38 | 10 |  | 0.8 | 0.000 | 0.000 | 0.000 | 0.000 | 0.000 | 85361010 | 412 Mexiko | Yes | 27142002 | 27142002 | EC002704 | EC002704 | EC002704 | EC002704 | EC002704 | https://pim.woehner.de/en/produkte/31244100.html
31245000 | 31245 | cylindr. fuse link 2 A | [5 empty] | cylindr. fuse link 2 A, -Mersen-, 600 V AC, time delay, Class CC, for control transformer applications |  | 10 | 26.56 |  |  | 22 | 31 |  |  | 4021267312459 | 10 | 38 | 10 |  | 0.8 | 0.000 | 0.000 | 0.000 | 0.000 | 0.000 | 85361010 | 412 Mexiko | Yes | 27142002 | 27142002 | EC002704 | EC002704 | EC002704 | EC002704 | EC002704 | https://pim.woehner.de/en/produkte/31245000.html
31245100 | 31245 | cylindr. fuse link 2 A | [5 empty] | cylindr. fuse link 2 A, -Eaton-, 600 V AC, time delay, Class CC, for control transformer applications |  | 10 | 26.56 |  |  | 22 | 31 | x |  | 4021267150471 | 10 | 38 | 10 |  | 0.8 | 0.000 | 0.000 | 0.000 | 0.000 | 0.000 | 85361010 | 412 Mexiko | Yes | 27142002 | 27142002 | EC002704 | EC002704 | EC002704 | EC002704 | EC002704 | https://pim.woehner.de/en/produkte/31245100.html
31246000 | 31246 | cylindr. fuse link 4 A | [5 empty] | cylindr. fuse link 4 A, -Mersen-, 600 V AC, time delay, Class CC, for control transformer applications |  | 10 | 26.56 |  |  | 22 | 31 |  |  | 4021267312466 | 10 | 38 | 10 |  | 0.8 | 0.000 | 0.000 | 0.000 | 0.000 | 0.000 | 85361010 | 412 Mexiko | Yes | 27142002 | 27142002 | EC002704 | EC002704 | EC002704 | EC002704 | EC002704 | https://pim.woehner.de/en/produkte/31246000.html
31246100 | 31246 | cylindr. fuse link 4 A | [5 empty] | cylindr. fuse link 4 A, -Eaton-, 600 V AC, time delay, Class CC, for control transformer applications |  | 10 | 26.56 |  |  | 22 | 31 | x |  | 4021267150488 | 10 | 38 | 10 |  | 0.8 | 0.000 | 0.000 | 0.000 | 0.000 | 0.000 | 85361010 | 412 Mexiko | Yes | 27142002 | 27142002 | EC002704 | EC002704 | EC002704 | EC002704 | EC002704 | https://pim.woehner.de/en/produkte/31246100.html
31247000 | 31247 | cylindr. fuse link 6 A | [5 empty] | cylindr. fuse link 6 A, -Mersen-, 600 V AC, time delay, Class CC, for control transformer applications |  | 10 | 26.56 |  |  | 22 | 31 |  |  | 4021267312473 | 10 | 38 | 10 |  | 0.8 | 0.000 | 0.000 | 0.000 | 0.000 | 0.000 | 85361010 | 412 Mexiko | Yes | 27142002 | 27142002 | EC002704 | EC002704 | EC002704 | EC002704 | EC002704 | https://pim.woehner.de/en/produkte/31247000.html
31247100 | 31247 | cylindr. fuse link 6 A | [5 empty] | cylindr. fuse link 6 A, -Eaton-, 600 V AC, time delay, Class CC, for control transformer applications |  | 10 | 26.56 |  |  | 22 | 31 | x |  | 4021267150495 | 10 | 38 | 10 |  | 0.8 | 0.000 | 0.000 | 0.000 | 0.000 | 0.000 | 85361010 | 412 Mexiko | Yes | 27142002 | 27142002 | EC002704 | EC002704 | EC002704 | EC002704 | EC002704 | https://pim.woehner.de/en/produkte/31247100.html
31248000 | 31248 | cylindr. fuse link 10 A | [5 empty] | cylindr. fuse link 10 A, -Mersen-, 600 V AC, time delay, Class CC, for control transformer applications |  | 10 | 26.56 |  |  | 22 | 31 |  |  | 4021267312480 | 10 | 38 | 10 |  | 0.8 | 0.000 | 0.000 | 0.000 | 0.000 | 0.000 | 85361010 | 412 Mexiko | Yes | 27142002 | 27142002 | EC002704 | EC002704 | EC002704 | EC002704 | EC002704 | https://pim.woehner.de/en/produkte/31248000.html
31248100 | 31248 | cylindr. fuse link 10 A | [5 empty] | cylindr. fuse link 10 A, -Eaton-, 600 V AC, time delay, Class CC, for control transformer applications |  | 10 | 26.56 |  |  | 22 | 31 | x |  | 4021267150501 | 10 | 38 | 10 |  | 0.8 | 0.000 | 0.000 | 0.000 | 0.000 | 0.000 | 85361010 | 412 Mexiko | Yes | 27142002 | 27142002 | EC002704 | EC002704 | EC002704 | EC002704 | EC002704 | https://pim.woehner.de/en/produkte/31248100.html
31249000 | 31249 | cylindr. fuse link 15 A | [5 empty] | cylindr. fuse link 15 A, -Mersen-, 600 V AC, time delay, Class CC, for control transformer applications |  | 10 | 26.56 |  |  | 22 | 31 |  |  | 4021267312497 | 10 | 38 | 10 |  | 0.8 | 0.000 | 0.000 | 0.000 | 0.000 | 0.000 | 85361050 | 412 Mexiko | Yes | 27142002 | 27142002 | EC002704 | EC002704 | EC002704 | EC002704 | EC002704 | https://pim.woehner.de/en/produkte/31249000.html
31249100 | 31249 | cylindr. fuse link 15 A | [5 empty] | cylindr. fuse link 15 A, -Eaton-, 600 V AC, time delay, Class CC, for control transformer applications |  | 10 | 26.56 |  |  | 22 | 31 | x |  | 4021267150518 | 10 | 38 | 10 |  | 0.8 | 0.000 | 0.000 | 0.000 | 0.000 | 0.000 | 85361050 | 412 Mexiko | Yes | 27142002 | 27142002 | EC002704 | EC002704 | EC002704 | EC002704 | EC002704 | https://pim.woehner.de/en/produkte/31249100.html
31250000 | 31250 | cylindr. fuse link 20 A | [5 empty] | cylindr. fuse link 20 A, -Mersen-, 600 V AC, time delay, Class CC, for control transformer applications |  | 10 | 26.56 |  |  | 22 | 31 |  |  | 4021267312503 | 10 | 38 | 10 |  | 0.8 | 0.000 | 0.000 | 0.000 | 0.000 | 0.000 | 85361050 | 412 Mexiko | Yes | 27142002 | 27142002 | EC002704 | EC002704 | EC002704 | EC002704 | EC002704 | https://pim.woehner.de/en/produkte/31250000.html
31250100 | 31250 | cylindr. fuse link 20 A | [5 empty] | cylindr. fuse link 20 A, -Eaton-, 600 V AC, time delay, Class CC, for control transformer applications |  | 10 | 26.56 |  |  | 22 | 31 | x |  | 4021267150525 | 10 | 38 | 10 |  | 0.8 | 0.000 | 0.000 | 0.000 | 0.000 | 0.000 | 85361050 | 412 Mexiko | Yes | 27142002 | 27142002 | EC002704 | EC002704 | EC002704 | EC002704 | EC002704 | https://pim.woehner.de/en/produkte/31250100.html
31251000 | 31251 | cylindr. fuse link 25 A | [5 empty] | cylindr. fuse link 25 A, -Mersen-, 600 V AC, time delay, Class CC, for control transformer applications |  | 10 | 26.56 |  |  | 22 | 31 |  |  | 4021267312510 | 10 | 38 | 10 |  | 0.8 | 0.000 | 0.000 | 0.000 | 0.000 | 0.000 | 85361050 | 412 Mexiko | Yes | 27142002 | 27142002 | EC002704 | EC002704 | EC002704 | EC002704 | EC002704 | https://pim.woehner.de/en/produkte/31251000.html
31251100 | 31251 | cylindr. fuse link 25 A | [5 empty] | cylindr. fuse link 25 A, -Eaton-, 600 V AC, time delay, Class CC, for control transformer applications |  | 10 | 26.56 |  |  | 22 | 31 | x |  | 4021267150532 | 10 | 38 | 10 |  | 0.8 | 0.000 | 0.000 | 0.000 | 0.000 | 0.000 | 85361050 | 412 Mexiko | Yes | 27142002 | 27142002 | EC002704 | EC002704 | EC002704 | EC002704 | EC002704 | https://pim.woehner.de/en/produkte/31251100.html
31252000 | 31252 | cylindr. fuse link 30 A | [5 empty] | cylindr. fuse link 30 A, -Mersen-, 600 V AC, time delay, Class CC, for control transformer applications |  | 10 | 26.56 |  |  | 22 | 31 |  |  | 4021267312527 | 10 | 38 | 10 |  | 0.8 | 0.000 | 0.000 | 0.000 | 0.000 | 0.000 | 85361050 | 412 Mexiko | Yes | 27142002 | 27142002 | EC002704 | EC002704 | EC002704 | EC002704 | EC002704 | https://pim.woehner.de/en/produkte/31252000.html
31252100 | 31252 | cylindr. fuse link 30 A | [5 empty] | cylindr. fuse link 30 A, -Eaton-, 600 V AC, time delay, Class CC, for control transformer applications |  | 10 | 26.56 |  |  | 22 | 31 | x |  | 4021267150549 | 10 | 38 | 10 |  | 0.8 | 0.000 | 0.000 | 0.000 | 0.000 | 0.000 | 85361050 | 412 Mexiko | Yes | 27142002 | 27142002 | EC002704 | EC002704 | EC002704 | EC002704 | EC002704 | https://pim.woehner.de/en/produkte/31252100.html
31258000 | 31258 | N module | [5 empty] | N module, 10 x 38 / N, 32 A / 690 V, for mounting rail | Panel | 12 | 7.63 |  |  | 17 | 06 |  |  | 4021267312589 | 18 | 58 | 81 | 0.3 | 6.2 | 0.015 | 0.000 | 0.006 |  | 0.000 | 85361050 | 004 Deutschland | Yes | 27142190 | 27142190 | EC002705 | EC002705 | EC002705 | EC002705 | EC002705 | https://pim.woehner.de/en/produkte/31258000.html
31260000A | 31260 | switch-disconnector-fuse |  | connection bottom |  |  |  | switch-disconnector-fuse, for D01 and D02 fuses, 35 A / 3P, indication (LED) of a tripped fuse link, operator independent switching (snap-action mechanism), connection bottom | CrossBoard® 125A / 250A, CrossBoard® 800 A | 1 | 75.50 |  |  | 01 | 51 |  |  | 4021267312602 | 22.5 | 100 | 184 |  | 33.0 | 0.103 | 0.000 | 3.700 | 0.020 | 0.000 | 85361050 | 004 Deutschland | Yes | 27142110 | 27142110 | EC000277 | EC000277 | EC000277 | EC000277 | EC000277 | https://pim.woehner.de/en/produkte/31260000A.html
31262000A | 31262 | switch-disconnector-fuse |  | connection bottom |  |  |  | switch-disconnector-fuse, for fuses 10x38 IEC 60269-2, 3P, indication (LED) of a tripped fuse link, operator independent switching (snap-action mechanism), connection bottom | CrossBoard® 125A / 250A, CrossBoard® 800 A | 1 | 77.50 |  |  | 01 | 52 |  |  | 4021267312626 | 22.5 | 100 | 184 |  | 33.0 | 0.102 | 0.000 | 3.700 | 0.020 | 0.000 | 85361050 | 004 Deutschland | Yes | 27371401 | 27371401 | EC001040 | EC001040 | EC001040 | EC001040 | EC001040 | https://pim.woehner.de/en/produkte/31262000A.html
31264000A | 31264 | switch-disconnector-fuse |  | connection bottom |  |  |  | switch-disconnector-fuse, for fuses Class CC UL 248-4, 3P, indication (LED) of a tripped fuse link, operator independent switching (snap-action mechanism), connection bottom | CrossBoard® 125A / 250A, CrossBoard® 800 A | 1 | 86.60 |  |  | 01 | 53 |  |  | 4021267312640 | 22.5 | 100 | 184 |  | 33.0 | 0.101 | 0.000 | 3.700 | 0.020 | 0.000 | 85361050 | 004 Deutschland | Yes | 27371401 | 27371401 | EC001040 | EC001040 | EC001040 | EC001040 | EC001040 | https://pim.woehner.de/en/produkte/31264000A.html
31269000 | 31269 | connection kit 14x51, 2-pole | [5 empty] | connection kit 14x51, 2-pole, for 10 2-pole combinations 14x51 |  | 1 | 5.24 |  |  | 17 | 15 |  |  | 4021267312695 |  |  |  | 0.0 | 3.6 | 0.000 | 0.000 | 0.000 |  | 0.000 | 85389099 | 061 Tschechien | Yes | 27142190 | 27142190 | EC002498 | EC002498 | EC002498 | EC002498 | EC002498 | https://pim.woehner.de/en/produkte/31269000.html
31273000A | 31273 | holder for cylindrical fuses | N on left side |  |  |  |  | holder for cylindrical fuses, 10 x 38 / 1P/N, 32 A / 690 V, N integrated, N on left side, for mounting rail | Panel | 12 | 14.62 |  |  | 17 | 06 |  |  | 4021267312732 | 18 | 58 | 81 | 0.9 | 9.0 | 0.010 | 0.000 | 0.012 |  | 0.000 | 85361050 | 061 Tschechien | Yes | 27142190 | 27142190 | EC002705 | EC002705 | EC002705 | EC002705 | EC002705 | https://pim.woehner.de/en/produkte/31273000A.html
31274000A | 31274 | holder for cylindrical fuses | N on left side |  |  |  |  | holder for cylindrical fuses, 10 x 38 / 3P/N, 32 A / 690 V, N integrated, N on left side, for mounting rail | Panel | 4 | 28.66 |  |  | 17 | 06 |  |  | 4021267312749 | 54 | 58 | 81 | 1.5 | 22.0 | 0.020 | 0.000 | 0.024 |  | 0.000 | 85361050 | 061 Tschechien | Yes | 27142190 | 27142190 | EC002705 | EC002705 | EC002705 | EC002705 | EC002705 | https://pim.woehner.de/en/produkte/31274000A.html
31275000 | 31275 | holder for cylindrical fuses, for semiconductor fuses | [5 empty] | holder for cylindrical fuses, for semiconductor fuses, 10 x 38 / 1P, 32 A / 690 V, for mounting rail | Panel | 12 | 7.74 |  |  | 17 | 06 |  |  | 4021267312756 | 18 | 58 | 81 | 0.3 | 5.2 | 0.006 | 0.000 | 0.006 | 0.032 | 0.000 | 85361050 | 004 Deutschland | Yes | 27142190 | 27142190 | EC002705 | EC002705 | EC002705 | EC002705 | EC002705 | https://pim.woehner.de/en/produkte/31275000.html
31276000 | 31276 | holder for cylindrical fuses, for semiconductor fuses | [5 empty] | holder for cylindrical fuses, for semiconductor fuses, 10 x 38 / 2P, 32 A / 690 V, for mounting rail | Panel | 6 | 15.45 |  |  | 17 | 06 |  |  | 4021267312763 | 36 | 58 | 81 | 0.6 | 10.3 | 0.011 | 0.000 | 0.012 | 0.063 | 0.000 | 85361050 | 004 Deutschland | Yes | 27142190 | 27142190 | EC002705 | EC002705 | EC002705 | EC002705 | EC002705 | https://pim.woehner.de/en/produkte/31276000.html
31277000 | 31277 | holder for cylindrical fuses, for semiconductor fuses | [5 empty] | holder for cylindrical fuses, for semiconductor fuses, 10 x 38 / 3P, 32 A / 690 V, for mounting rail | Panel | 4 | 23.19 |  |  | 17 | 06 |  |  | 4021267312770 | 54 | 58 | 81 | 0.9 | 15.5 | 0.016 | 0.000 | 0.018 | 0.095 | 0.000 | 85361050 | 004 Deutschland | Yes | 27142190 | 27142190 | EC002705 | EC002705 | EC002705 | EC002705 | EC002705 | https://pim.woehner.de/en/produkte/31277000.html
31278000 | 31278 | holder for cylindrical fuses, for semiconductor fuses | [5 empty] | holder for cylindrical fuses, for semiconductor fuses, 14 x 51 / 1P, 50 A / 690 V, for mounting rail | Panel | 6 | 24.78 |  |  | 17 | 09 |  |  | 4021267312787 | 27 | 69 | 90 | 0.9 | 9.7 | 0.012 | 0.000 | 0.015 | 0.021 | 0.000 | 85361050 | 061 Tschechien | Yes | 27142190 | 27142190 | EC002705 | EC002705 | EC002705 | EC002705 | EC002705 | https://pim.woehner.de/en/produkte/31278000.html
31279000 | 31279 | holder for cylindrical fuses, for semiconductor fuses | [5 empty] | holder for cylindrical fuses, for semiconductor fuses, 14 x 51 / 2P, 50 A / 690 V, for mounting rail | Panel | 3 | 49.69 |  |  | 17 | 09 |  |  | 4021267312794 | 54 | 69 | 90 | 1.8 | 20.2 | 0.025 | 0.000 | 0.030 | 0.045 | 0.000 | 85361050 | 061 Tschechien | Yes | 27142190 | 27142190 | EC002705 | EC002705 | EC002705 | EC002705 | EC002705 | https://pim.woehner.de/en/produkte/31279000.html
31280000 | 31280 | holder for cylindrical fuses, for semiconductor fuses | [5 empty] | holder for cylindrical fuses, for semiconductor fuses, 14 x 51 / 3P, 50 A / 690 V, for mounting rail | Panel | 2 | 74.31 |  |  | 17 | 09 |  |  | 4021267312800 | 81 | 69 | 90 | 2.7 | 30.4 | 0.038 | 0.000 | 0.045 | 0.067 | 0.000 | 85361050 | 061 Tschechien | Yes | 27142190 | 27142190 | EC002705 | EC002705 | EC002705 | EC002705 | EC002705 | https://pim.woehner.de/en/produkte/31280000.html
31281000 | 31281 | holder for cylindrical fuses, for semiconductor fuses | [5 empty] | holder for cylindrical fuses, for semiconductor fuses, 22 x 58 / 1P, 100 A / 690 V, for mounting rail | Panel | 6 | 35.05 |  |  | 17 | 12 |  |  | 4021267312817 | 36 | 69 | 115 | 3.5 | 15.8 | 0.024 | 0.000 | 0.028 | 0.027 | 0.001 | 85361090 | 061 Tschechien | Yes | 27142190 | 27142190 | EC002705 | EC002705 | EC002705 | EC002705 | EC002705 | https://pim.woehner.de/en/produkte/31281000.html
31282000 | 31282 | holder for cylindrical fuses, for semiconductor fuses | [5 empty] | holder for cylindrical fuses, for semiconductor fuses, 22 x 58 / 2P, 100 A / 690 V, for mounting rail | Panel | 3 | 70.09 |  |  | 17 | 12 |  |  | 4021267312824 | 72 | 69 | 115 | 7.0 | 32.2 | 0.048 | 0.000 | 0.056 | 0.054 | 0.003 | 85361090 | 061 Tschechien | Yes | 27142190 | 27142190 | EC002705 | EC002705 | EC002705 | EC002705 | EC002705 | https://pim.woehner.de/en/produkte/31282000.html
31283000 | 31283 | holder for cylindrical fuses, for semiconductor fuses | [5 empty] | holder for cylindrical fuses, for semiconductor fuses, 22 x 58 / 3P, 100 A / 690 V, for mounting rail | Panel | 2 | 105.12 |  |  | 17 | 12 |  |  | 4021267312831 | 108 | 69 | 115 | 10.5 | 48.6 | 0.072 | 0.000 | 0.084 | 0.087 | 0.004 | 85361090 | 061 Tschechien | Yes | 27142190 | 27142190 | EC002705 | EC002705 | EC002705 | EC002705 | EC002705 | https://pim.woehner.de/en/produkte/31283000.html
31284000 | 31284 | holder for cylindrical fuses | [5 empty] | holder for cylindrical fuses, Class J / 1P, box terminal 50 mm², 30 A / 600 V (21x57), for mounting rail | Panel | 6 | 38.84 |  |  | 16 | 03 |  |  | 4021267312848 | 36 | 69 | 115 | 0.2 | 15.8 | 0.024 | 0.000 | 0.028 | 0.027 | 0.001 | 85361050 | 061 Tschechien | Yes | 27142190 | 27142190 | EC002705 | EC002705 | EC002705 | EC002705 | EC002705 | https://pim.woehner.de/en/produkte/31284000.html
31285000 | 31285 | holder for cylindrical fuses | [5 empty] | holder for cylindrical fuses, Class J / 2P, box terminal 50 mm², 30 A / 600 V (21x57), for mounting rail | Panel | 3 | 74.13 |  |  | 16 | 03 |  |  | 4021267312855 | 72 | 69 | 115 | 0.4 | 32.2 | 0.048 | 0.000 | 0.056 | 0.054 | 0.003 | 85361050 | 061 Tschechien | Yes | 27142190 | 27142190 | EC002705 | EC002705 | EC002705 | EC002705 | EC002705 | https://pim.woehner.de/en/produkte/31285000.html
31286000 | 31286 | D0 fuse base, panel-mounting | [5 empty] | D0 fuse base, panel-mounting, E 14 / 16 A / 1P, touch protected acc. to DGUV V3, for mounting rail | Panel | 9 | 9.99 |  |  | 02 | 03 |  |  | 4021267312862 | 27 | 55 | 80 | 0.4 | 12.8 | 0.000 | 0.022 | 0.000 |  | 0.000 | 85361050 | 061 Tschechien | Yes | 27142120 | 27142120 | EC001644 | EC001644 | EC001644 | EC001644 | EC001644 | https://pim.woehner.de/en/produkte/31286000.html
31287000 | 31287 | holder for cylindrical fuses | [5 empty] | holder for cylindrical fuses, Class J / 3P, box terminal 50 mm², 30 A / 600 V (21x57), for mounting rail | Panel | 2 | 111.16 |  |  | 16 | 03 |  |  | 4021267312879 | 108 | 69 | 115 | 0.6 | 48.6 | 0.072 | 0.000 | 0.084 | 0.087 | 0.004 | 85361050 | 061 Tschechien | Yes | 27142190 | 27142190 | EC002705 | EC002705 | EC002705 | EC002705 | EC002705 | https://pim.woehner.de/en/produkte/31287000.html
31288000 | 31288 | D0 fuse base, panel-mounting | [5 empty] | D0 fuse base, panel-mounting, E 14 / 16 A / 3P, touch protected acc. to DGUV V3, for mounting rail | Panel | 3 | 30.96 |  |  | 02 | 15 |  |  | 4021267312886 | 81 | 55 | 80 | 1.2 | 38.4 | 0.000 | 0.066 | 0.000 |  | 0.000 | 85361050 | 061 Tschechien | Yes | 27142120 | 27142120 | EC001644 | EC001644 | EC001644 | EC001644 | EC001644 | https://pim.woehner.de/en/produkte/31288000.html
31291000 | 31291 | D0 fuse base, panel-mounting | [5 empty] | D0 fuse base, panel-mounting, E 18 / 63 A / 1P, touch protected acc. to DGUV V3, for mounting rail | Panel | 9 | 10.95 |  |  | 02 | 06 |  |  | 4021267312916 | 27 | 55 | 80 | 4.0 | 13.9 | 0.020 | 0.015 | 0.456 |  | 0.000 | 85361050 | 061 Tschechien | Yes | 27142120 | 27142120 | EC001644 | EC001644 | EC001644 | EC001644 | EC001644 | https://pim.woehner.de/en/produkte/31291000.html
31293000 | 31293 | D0 fuse base, panel-mounting | [5 empty] | D0 fuse base, panel-mounting, E 18 / 63 A / 3P, touch protected acc. to DGUV V3, for mounting rail | Panel | 3 | 32.61 |  |  | 02 | 18 |  |  | 4021267312930 | 81 | 55 | 80 | 12.0 | 41.4 | 0.058 | 0.044 | 1.368 |  | 0.000 | 85361050 | 061 Tschechien | Yes | 27142120 | 27142120 | EC001644 | EC001644 | EC001644 | EC001644 | EC001644 | https://pim.woehner.de/en/produkte/31293000.html
31295000 | 31295 | holder for cylindrical fuses | [5 empty] | holder for cylindrical fuses, Class CC / 1P, 30 A / 600 V, for mounting rail | Panel | 12 | 10.53 |  |  | 17 | 07 |  |  | 4021267312954 | 18 | 58 | 81 | 0.3 | 5.5 | 0.006 | 0.000 | 0.006 | 0.032 | 0.000 | 85361050 | 004 Deutschland | Yes | 27142190 | 27142190 | EC002705 | EC002705 | EC002705 | EC002705 | EC002705 | https://pim.woehner.de/en/produkte/31295000.html
31296000 | 31296 | holder for cylindrical fuses | [5 empty] | holder for cylindrical fuses, Class CC / 2P, 30 A / 600 V, for mounting rail | Panel | 6 | 21.05 |  |  | 17 | 07 |  |  | 4021267312961 | 36 | 58 | 81 | 0.6 | 11.3 | 0.011 | 0.000 | 0.012 | 0.063 | 0.000 | 85361050 | 004 Deutschland | Yes | 27142190 | 27142190 | EC002705 | EC002705 | EC002705 | EC002705 | EC002705 | https://pim.woehner.de/en/produkte/31296000.html
31297000 | 31297 | holder for cylindrical fuses | [5 empty] | holder for cylindrical fuses, Class CC / 3P, 30 A / 600 V, for mounting rail | Panel | 4 | 31.59 |  |  | 17 | 07 |  |  | 4021267312978 | 54 | 58 | 81 | 0.9 | 17.0 | 0.016 | 0.000 | 0.018 | 0.095 | 0.000 | 85361050 | 004 Deutschland | Yes | 27142190 | 27142190 | EC002705 | EC002705 | EC002705 | EC002705 | EC002705 | https://pim.woehner.de/en/produkte/31297000.html
31298000 | 31298 | holder for cylindrical fuses, with LED | [5 empty] | holder for cylindrical fuses, with LED, Class CC / 1P, 30 A / 600 V, indication (LED) of a tripped fuse link, for mounting rail | Panel | 12 | 16.56 |  |  | 17 | 07 |  |  | 4021267312985 | 18 | 58 | 81 | 0.3 | 6.2 | 0.006 | 0.000 | 0.006 | 0.032 | 0.000 | 85361050 | 004 Deutschland | Yes | 27142190 | 27142190 | EC002705 | EC002705 | EC002705 | EC002705 | EC002705 | https://pim.woehner.de/en/produkte/31298000.html
31299000 | 31299 | holder for cylindrical fuses, with LED | [5 empty] | holder for cylindrical fuses, with LED, Class CC / 2P, 30 A / 600 V, indication (LED) of a tripped fuse link, for mounting rail | Panel | 6 | 33.05 |  |  | 17 | 07 |  |  | 4021267312992 | 36 | 58 | 81 | 0.6 | 12.3 | 0.011 | 0.000 | 0.012 | 0.063 | 0.000 | 85361050 | 004 Deutschland | Yes | 27142190 | 27142190 | EC002705 | EC002705 | EC002705 | EC002705 | EC002705 | https://pim.woehner.de/en/produkte/31299000.html
31300000 | 31300 | holder for cylindrical fuses, with LED | [5 empty] | holder for cylindrical fuses, with LED, Class CC / 3P, 30 A / 600 V, indication (LED) of a tripped fuse link, for mounting rail | Panel | 4 | 49.62 |  |  | 17 | 07 |  |  | 4021267313005 | 54 | 58 | 81 | 0.9 | 18.5 | 0.016 | 0.000 | 0.018 | 0.095 | 0.000 | 85361050 | 004 Deutschland | Yes | 27142190 | 27142190 | EC002705 | EC002705 | EC002705 | EC002705 | EC002705 | https://pim.woehner.de/en/produkte/31300000.html
31301000 | 31301 | D0 fuse base, panel-mounting | [5 empty] | D0 fuse base, panel-mounting, E 14 / 16 A / 1P, touch protected, for mounting rail | Panel | 9 | 4.84 |  |  | 03 | 03 |  |  | 4021267313012 | 27 | 55 | 68 | 0.4 | 7.6 | 0.000 | 0.021 | 0.000 |  | 0.000 | 85361050 | 004 Deutschland | Yes | 27142120 | 27142120 | EC001644 | EC001644 | EC001644 | EC001644 | EC001644 | https://pim.woehner.de/en/produkte/31301000.html
31302000 | 31302 | D0 fuse base, panel-mounting | [5 empty] | D0 fuse base, panel-mounting, E 14 / 16 A / 3P, touch protected, for mounting rail | Panel | 3 | 12.13 |  |  | 03 | 12 |  |  | 4021267313029 | 81 | 55 | 68 | 1.2 | 23.0 | 0.000 | 0.065 | 0.000 |  | 0.000 | 85361050 | 004 Deutschland | Yes | 27142120 | 27142120 | EC001644 | EC001644 | EC001644 | EC001644 | EC001644 | https://pim.woehner.de/en/produkte/31302000.html
31303000 | 31303 | D0 fuse base, panel-mounting | [5 empty] | D0 fuse base, panel-mounting, E 18 / 63 A / 1P, touch protected, for mounting rail | Panel | 9 | 4.84 |  |  | 03 | 06 |  |  | 4021267313036 | 27 | 55 | 68 | 4.0 | 7.6 | 0.000 | 0.021 | 0.000 |  | 0.000 | 85361050 | 004 Deutschland | Yes | 27142120 | 27142120 | EC001644 | EC001644 | EC001644 | EC001644 | EC001644 | https://pim.woehner.de/en/produkte/31303000.html
31306000 | 31306 | D0 fuse base, panel-mounting | [5 empty] | D0 fuse base, panel-mounting, E 18 / 63 A / 3P, touch protected, for mounting rail | Panel | 3 | 11.92 |  |  | 03 | 15 |  |  | 4021267313067 | 81 | 55 | 68 | 12.0 | 23.0 | 0.000 | 0.063 | 0.000 |  | 0.000 | 85361050 | 004 Deutschland | Yes | 27142120 | 27142120 | EC001644 | EC001644 | EC001644 | EC001644 | EC001644 | https://pim.woehner.de/en/produkte/31306000.html
31307000A | 31307 | switch-disconnector for D0 fuses up to 63 A | [5 empty] | switch-disconnector for D0 fuses up to 63 A, 1P, operator independent switching (snap-action mechanism), for mounting rail | Panel | 3 | 39.90 |  |  | 03 | 81 |  |  | 4021267313074 | 27 | 70 | 90 | 2.6 | 14.0 | 0.041 | 0.000 | 0.459 |  | 0.000 | 85361050 | 004 Deutschland | Yes | 27142110 | 27142110 | EC000277 | EC000277 | EC000277 | EC000277 | EC000277 | https://pim.woehner.de/en/produkte/31307000A.html
31308000A | 31308 | switch-disconnector for D0 fuses up to 63 A | N on right side |  |  |  |  | switch-disconnector for D0 fuses up to 63 A, 1P + N, operator independent switching (snap-action mechanism), N on right side, for mounting rail | Panel | 2 | 62.20 |  |  | 03 | 82 |  |  | 4021267313081 | 54 | 70 | 90 | 3.8 | 26.2 | 0.062 | 0.000 | 0.557 |  | 0.000 | 85361050 | 004 Deutschland | Yes | 27142110 | 27142110 | EC000277 | EC000277 | EC000277 | EC000277 | EC000277 | https://pim.woehner.de/en/produkte/31308000A.html
31309000A | 31309 | 1-pole comb-type busbar, for E27, pitch 40 mm | [5 empty] | 1-pole comb-type busbar, for E27, pitch 40 mm, 80 A, 1 m long, 16 mm² |  | 25 | 27.63 |  |  | 06 | 95 |  |  | 4021267313098 | 1000 | 15 | 5 | 2.8 | 21.5 | 0.263 | 0.000 | 0.000 | 0.000 | 0.000 | 85444290 | 004 Deutschland | Yes | 27371306 | 27371306 | EC000215 | EC000215 | EC000215 | EC000215 | EC000215 | https://pim.woehner.de/en/produkte/31309000A.html
31310000A | 31310 | 3-pole comb-type busbar, for E27, pitch 40 mm | [5 empty] | 3-pole comb-type busbar, for E27, pitch 40 mm, 80 A, 1 m long, 16 mm² |  | 10 | 71.79 |  |  | 06 | 95 |  |  | 4021267313104 | 1000 | 16 | 17 | 2.8 | 51.4 | 0.671 | 0.000 | 0.000 | 0.000 | 0.000 | 85444290 | 004 Deutschland | Yes | 27371306 | 27371306 | EC000215 | EC000215 | EC000215 | EC000215 | EC000215 | https://pim.woehner.de/en/produkte/31310000A.html
31311000A | 31311 | 1-pole comb type busbar, for E33, pitch 50 mm | [5 empty] | 1-pole comb type busbar, for E33, pitch 50 mm, 80 A, 1 m long, 16 mm² |  | 25 | 29.71 |  |  | 06 | 95 |  |  | 4021267313111 | 1000 | 15 | 5 | 2.8 | 21.0 | 0.256 | 0.000 | 0.000 | 0.000 | 0.000 | 85444290 | 004 Deutschland | Yes | 27371306 | 27371306 | EC000215 | EC000215 | EC000215 | EC000215 | EC000215 | https://pim.woehner.de/en/produkte/31311000A.html
31312000A | 31312 | 3-pole comb-type busbar, for E33, pitch 50 mm | [5 empty] | 3-pole comb-type busbar, for E33, pitch 50 mm, 80 A, 1 m long, 16 mm² |  | 10 | 77.07 |  |  | 06 | 95 |  |  | 4021267313128 | 1000 | 16 | 17 | 2.8 | 50.5 | 0.641 | 0.000 | 0.000 | 0.000 | 0.000 | 85444290 | 004 Deutschland | Yes | 27371306 | 27371306 | EC000215 | EC000215 | EC000215 | EC000215 | EC000215 | https://pim.woehner.de/en/produkte/31312000A.html
31313000A | 31313 | switch-disconnector for D0 fuses up to 63 A | N on right side |  |  |  |  | switch-disconnector for D0 fuses up to 63 A, 2P, operator independent switching (snap-action mechanism), N on right side, for mounting rail | Panel | 2 | 64.39 |  |  | 03 | 83 |  |  | 4021267313135 | 54 | 70 | 90 | 5.2 | 27.8 | 0.081 | 0.000 | 0.918 |  | 0.000 | 85361050 | 004 Deutschland | Yes | 27142110 | 27142110 | EC000277 | EC000277 | EC000277 | EC000277 | EC000277 | https://pim.woehner.de/en/produkte/31313000A.html
31314000A | 31314 | switch-disconnector for D0 fuses up to 63 A | [5 empty] | switch-disconnector for D0 fuses up to 63 A, 3P, operator independent switching (snap-action mechanism), for mounting rail | Panel | 1 | 81.55 |  |  | 03 | 84 |  |  | 4021267313142 | 81 | 70 | 90 | 7.8 | 42.0 | 0.121 | 0.000 | 1.239 |  | 0.000 | 85361050 | 004 Deutschland | Yes | 27142110 | 27142110 | EC000277 | EC000277 | EC000277 | EC000277 | EC000277 | https://pim.woehner.de/en/produkte/31314000A.html
31315000A | 31315 | switch-disconnector for D0 fuses up to 63 A | N on right side |  |  |  |  | switch-disconnector for D0 fuses up to 63 A, 3P + N, operator independent switching (snap-action mechanism), N on right side, for mounting rail | Panel | 1 | 106.46 |  |  | 03 | 85 |  |  | 4021267313159 | 108 | 70 | 90 | 9.0 | 54.0 | 0.142 | 0.000 | 1.521 |  | 0.000 | 85361050 | 004 Deutschland | Yes | 27142110 | 27142110 | EC000277 | EC000277 | EC000277 | EC000277 | EC000277 | https://pim.woehner.de/en/produkte/31315000A.html
31316000 | 31316 | pilot switch, to monitor the switch position | [5 empty] | pilot switch, to monitor the switch position, 1 NO / 1 NC : 400 V AC / 2 A, 24 V DC / 6 A |  | 1 | 26.54 |  |  | 03 | 89 |  |  | 4021267313166 | 9 | 71 | 90 | 0.0 | 5.4 | 0.000 | 0.000 | 0.000 |  | 0.000 | 85389099 | 004 Deutschland | Yes | 27142190 | 27142190 | EC002936 | EC002936 | EC002936 | EC002936 | EC002936 | https://pim.woehner.de/en/produkte/31316000.html
31317000A | 31317 | special gauge element 2 - 6 A | [5 empty] | special gauge element 2 - 6 A, green, for fuse links D01 |  | 30 | 0.50 |  |  | 22 | 03 |  |  | 4021267313173 |  |  |  | 0.0 | 0.1 | 0.000 | 0.000 | 0.000 |  |  | 85361010 | 004 Deutschland | Yes | 27142111 | 27142111 | EC000278 | EC000278 | EC000278 | EC000278 | EC000278 | https://pim.woehner.de/en/produkte/31317000A.html
31318000A | 31318 | special gauge element 10 A | [5 empty] | special gauge element 10 A, red, for fuse links D01 |  | 30 | 0.50 |  |  | 22 | 03 |  |  | 4021267313180 |  |  |  | 0.0 | 0.1 | 0.000 | 0.000 | 0.000 |  |  | 85361010 | 004 Deutschland | Yes | 27142111 | 27142111 | EC000278 | EC000278 | EC000278 | EC000278 | EC000278 | https://pim.woehner.de/en/produkte/31318000A.html
31319000A | 31319 | special gauge element 16 A | [5 empty] | special gauge element 16 A, grey, for fuse links D01 |  | 30 | 0.50 |  |  | 22 | 03 |  |  | 4021267313197 |  |  |  | 0.0 | 0.1 | 0.000 | 0.000 | 0.000 |  |  | 85361050 | 004 Deutschland | Yes | 27142111 | 27142111 | EC000278 | EC000278 | EC000278 | EC000278 | EC000278 | https://pim.woehner.de/en/produkte/31319000A.html
31320000A | 31320 | special gauge element 20 A | [5 empty] | special gauge element 20 A, blue, for fuse links D02 |  | 30 | 0.50 |  |  | 22 | 03 |  |  | 4021267313203 |  |  |  | 0.0 | 0.1 | 0.000 | 0.000 | 0.000 |  |  | 85361050 | 004 Deutschland | Yes | 27142111 | 27142111 | EC000278 | EC000278 | EC000278 | EC000278 | EC000278 | https://pim.woehner.de/en/produkte/31320000A.html
31321000A | 31321 | special gauge element 25 A | [5 empty] | special gauge element 25 A, yellow, for fuse links D02 |  | 30 | 0.50 |  |  | 22 | 03 |  |  | 4021267323219 |  |  |  | 0.0 | 0.1 | 0.000 | 0.000 | 0.000 |  |  | 85361050 | 004 Deutschland | Yes | 27142111 | 27142111 | EC000278 | EC000278 | EC000278 | EC000278 | EC000278 | https://pim.woehner.de/en/produkte/31321000A.html
31323000A | 31323 | fuse link 10 A | [5 empty] | fuse link 10 A, -Mersen-, 600 V AC, fast acting, Class J, 21x57 |  | 10 | 42.83 |  |  | 22 | 34 |  |  | 4021267313234 | 21 | 21 | 57 |  | 5.0 | 0.000 | 0.000 | 0.000 | 0.000 | 0.000 | 85361010 | 412 Mexiko | Yes | 27142002 | 27142002 | EC002704 | EC002704 | EC002704 | EC002704 | EC002704 | https://pim.woehner.de/en/produkte/31323000A.html
31323100A | 31323 | fuse link 10 A | [5 empty] | fuse link 10 A, -Eaton-, 600 V AC, fast acting, Class J, 21x57 |  | 10 | 42.83 |  |  | 22 | 34 | x |  | 4021267150556 | 21 | 21 | 57 |  | 5.0 | 0.000 | 0.000 | 0.000 | 0.000 | 0.000 | 85361010 | 412 Mexiko | Yes | 27142002 | 27142002 | EC002704 | EC002704 | EC002704 | EC002704 | EC002704 | https://pim.woehner.de/en/produkte/31323100A.html
31324000A | 31324 | fuse link 15 A | [5 empty] | fuse link 15 A, -Mersen-, 600 V AC, fast acting, Class J, 21x57 |  | 10 | 42.83 |  |  | 22 | 34 |  |  | 4021267313241 | 21 | 21 | 57 |  | 5.0 | 0.000 | 0.000 | 0.000 | 0.000 | 0.000 | 85361010 | 412 Mexiko | Yes | 27142002 | 27142002 | EC002704 | EC002704 | EC002704 | EC002704 | EC002704 | https://pim.woehner.de/en/produkte/31324000A.html
31324100A | 31324 | fuse link 15 A | [5 empty] | fuse link 15 A, -Eaton-, 600 V AC, fast acting, Class J, 21x57 |  | 10 | 42.83 |  |  | 22 | 34 | x |  | 4021267150563 | 21 | 21 | 57 |  | 5.0 | 0.000 | 0.000 | 0.000 | 0.000 | 0.000 | 85361010 | 412 Mexiko | Yes | 27142002 | 27142002 | EC002704 | EC002704 | EC002704 | EC002704 | EC002704 | https://pim.woehner.de/en/produkte/31324100A.html
31325000A | 31325 | fuse link 20 A | [5 empty] | fuse link 20 A, -Mersen-, 600 V AC, fast acting, Class J, 21x57 |  | 10 | 42.83 |  |  | 22 | 34 |  |  | 4021267313258 | 21 | 21 | 57 |  | 5.0 | 0.000 | 0.000 | 0.000 | 0.000 | 0.000 | 85361010 | 412 Mexiko | Yes | 27142002 | 27142002 | EC002704 | EC002704 | EC002704 | EC002704 | EC002704 | https://pim.woehner.de/en/produkte/31325000A.html
31325100A | 31325 | fuse link 20 A | [5 empty] | fuse link 20 A, -Eaton-, 600 V AC, fast acting, Class J, 21x57 |  | 10 | 42.83 |  |  | 22 | 34 | x |  | 4021267150570 | 21 | 21 | 57 |  | 5.0 | 0.000 | 0.000 | 0.000 | 0.000 | 0.000 | 85361010 | 412 Mexiko | Yes | 27142002 | 27142002 | EC002704 | EC002704 | EC002704 | EC002704 | EC002704 | https://pim.woehner.de/en/produkte/31325100A.html
31326000A | 31326 | fuse link 25 A | [5 empty] | fuse link 25 A, -Mersen-, 600 V AC, fast acting, Class J, 21x57 |  | 10 | 42.83 |  |  | 22 | 34 |  |  | 4021267313265 | 21 | 21 | 57 |  | 5.0 | 0.000 | 0.000 | 0.000 | 0.000 | 0.000 | 85361010 | 412 Mexiko | Yes | 27142002 | 27142002 | EC002704 | EC002704 | EC002704 | EC002704 | EC002704 | https://pim.woehner.de/en/produkte/31326000A.html
31326100A | 31326 | fuse link 25 A | [5 empty] | fuse link 25 A, -Eaton-, 600 V AC, fast acting, Class J, 21x57 |  | 10 | 42.83 |  |  | 22 | 34 | x |  | 4021267150587 | 21 | 21 | 57 |  | 5.0 | 0.000 | 0.000 | 0.000 | 0.000 | 0.000 | 85361010 | 412 Mexiko | Yes | 27142002 | 27142002 | EC002704 | EC002704 | EC002704 | EC002704 | EC002704 | https://pim.woehner.de/en/produkte/31326100A.html
31327000A | 31327 | fuse link 30 A | [5 empty] | fuse link 30 A, -Mersen-, 600 V AC, fast acting, Class J, 21x57 |  | 10 | 42.83 |  |  | 22 | 34 |  |  | 4021267313272 | 21 | 21 | 57 |  | 5.0 | 0.000 | 0.000 | 0.000 | 0.000 | 0.000 | 85361010 | 412 Mexiko | Yes | 27142002 | 27142002 | EC002704 | EC002704 | EC002704 | EC002704 | EC002704 | https://pim.woehner.de/en/produkte/31327000A.html
31327100A | 31327 | fuse link 30 A | [5 empty] | fuse link 30 A, -Eaton-, 600 V AC, fast acting, Class J, 21x57 |  | 10 | 42.83 |  |  | 22 | 34 | x |  | 4021267150594 | 21 | 21 | 57 |  | 5.0 | 0.000 | 0.000 | 0.000 | 0.000 | 0.000 | 85361010 | 412 Mexiko | Yes | 27142002 | 27142002 | EC002704 | EC002704 | EC002704 | EC002704 | EC002704 | https://pim.woehner.de/en/produkte/31327100A.html
31333000 | 31333 | fuse link 1 A | [5 empty] | fuse link 1 A, -Mersen-, 600 V AC, time delay, Class J, 21x57 |  | 10 | 48.21 |  |  | 22 | 33 |  |  | 4021267313333 | 21 | 21 | 57 |  | 5.0 | 0.000 | 0.000 | 0.000 | 0.000 | 0.000 | 85361010 | 412 Mexiko | Yes | 27142002 | 27142002 | EC002704 | EC002704 | EC002704 | EC002704 | EC002704 | https://pim.woehner.de/en/produkte/31333000.html
31333100 | 31333 | fuse link 1 A | [5 empty] | fuse link 1 A, -Eaton-, 600 V AC, time delay, Class J, 21x57 |  | 10 | 48.21 |  |  | 22 | 33 | x |  | 4021267150600 | 21 | 21 | 57 |  | 5.0 | 0.000 | 0.000 | 0.000 | 0.000 | 0.000 | 85361010 | 412 Mexiko | Yes | 27142002 | 27142002 | EC002704 | EC002704 | EC002704 | EC002704 | EC002704 | https://pim.woehner.de/en/produkte/31333100.html
31338000 | 31338 | fuse link 2 A | [5 empty] | fuse link 2 A, -Mersen-, 600 V AC, time delay, Class J, 21x57 |  | 10 | 48.21 |  |  | 22 | 33 |  |  | 4021267313388 | 21 | 21 | 57 |  | 5.0 | 0.000 | 0.000 | 0.000 | 0.000 | 0.000 | 85361010 | 412 Mexiko | Yes | 27142002 | 27142002 | EC002704 | EC002704 | EC002704 | EC002704 | EC002704 | https://pim.woehner.de/en/produkte/31338000.html
31338100 | 31338 | fuse link 2 A | [5 empty] | fuse link 2 A, -Eaton-, 600 V AC, time delay, Class J, 21x57 |  | 10 | 48.21 |  |  | 22 | 33 | x |  | 4021267150617 | 21 | 21 | 57 |  | 5.0 | 0.000 | 0.000 | 0.000 | 0.000 | 0.000 | 85361010 | 412 Mexiko | Yes | 27142002 | 27142002 | EC002704 | EC002704 | EC002704 | EC002704 | EC002704 | https://pim.woehner.de/en/produkte/31338100.html
31342000 | 31342 | fuse link 3 A | [5 empty] | fuse link 3 A, -Mersen-, 600 V AC, time delay, Class J, 21x57 |  | 10 | 48.21 |  |  | 22 | 33 |  |  | 4021267313425 | 21 | 21 | 57 |  | 5.0 | 0.000 | 0.000 | 0.000 | 0.000 | 0.000 | 85361010 | 412 Mexiko | Yes | 27142002 | 27142002 | EC002704 | EC002704 | EC002704 | EC002704 | EC002704 | https://pim.woehner.de/en/produkte/31342000.html
31342100 | 31342 | fuse link 3 A | [5 empty] | fuse link 3 A, -Eaton-, 600 V AC, time delay, Class J, 21x57 |  | 10 | 48.21 |  |  | 22 | 33 | x |  | 4021267150624 | 21 | 21 | 57 |  | 5.0 | 0.000 | 0.000 | 0.000 | 0.000 | 0.000 | 85361010 | 412 Mexiko | Yes | 27142002 | 27142002 | EC002704 | EC002704 | EC002704 | EC002704 | EC002704 | https://pim.woehner.de/en/produkte/31342100.html
31345000 | 31345 | fuse link 4 A | [5 empty] | fuse link 4 A, -Mersen-, 600 V AC, time delay, Class J, 21x57 |  | 10 | 48.21 |  |  | 22 | 33 |  |  | 4021267313456 | 21 | 21 | 57 |  | 5.0 | 0.000 | 0.000 | 0.000 | 0.000 | 0.000 | 85361010 | 412 Mexiko | Yes | 27142002 | 27142002 | EC002704 | EC002704 | EC002704 | EC002704 | EC002704 | https://pim.woehner.de/en/produkte/31345000.html
31345100 | 31345 | fuse link 4 A | [5 empty] | fuse link 4 A, -Eaton-, 600 V AC, time delay, Class J, 21x57 |  | 10 | 48.21 |  |  | 22 | 33 | x |  | 4021267150631 | 21 | 21 | 57 |  | 5.0 | 0.000 | 0.000 | 0.000 | 0.000 | 0.000 | 85361010 | 412 Mexiko | Yes | 27142002 | 27142002 | EC002704 | EC002704 | EC002704 | EC002704 | EC002704 | https://pim.woehner.de/en/produkte/31345100.html
31346000A | 31346 | mounting bracket for special gauge element 2 - 16 A |  |  |  | SUL |  | mounting bracket for special gauge element 2 - 16 A, for SUL |  | 30 | 0.58 |  |  | 01 | 36 |  |  | 4021267313463 |  |  |  | 0.0 | 0.1 | 0.000 | 0.000 | 0.000 |  |  | 85389099 | 004 Deutschland | Yes | 27142190 | 27142190 | EC002936 | EC002936 | EC002936 | EC002936 | EC002936 | https://pim.woehner.de/en/produkte/31346000A.html
31349000 | 31349 | fuse link 6 A | [5 empty] | fuse link 6 A, -Mersen-, 600 V AC, time delay, Class J, 21x57 |  | 10 | 48.21 |  |  | 22 | 33 |  |  | 4021267313494 | 21 | 21 | 57 |  | 5.0 | 0.000 | 0.000 | 0.000 | 0.000 | 0.000 | 85361010 | 412 Mexiko | Yes | 27142002 | 27142002 | EC002704 | EC002704 | EC002704 | EC002704 | EC002704 | https://pim.woehner.de/en/produkte/31349000.html
31349100 | 31349 | fuse link 6 A | [5 empty] | fuse link 6 A, -Eaton-, 600 V AC, time delay, Class J, 21x57 |  | 10 | 48.21 |  |  | 22 | 33 | x |  | 4021267150648 | 21 | 21 | 57 |  | 5.0 | 0.000 | 0.000 | 0.000 | 0.000 | 0.000 | 85361010 | 412 Mexiko | Yes | 27142002 | 27142002 | EC002704 | EC002704 | EC002704 | EC002704 | EC002704 | https://pim.woehner.de/en/produkte/31349100.html
31351000 | 31351 | fuse link 8 A | [5 empty] | fuse link 8 A, -Mersen-, 600 V AC, time delay, Class J, 21x57 |  | 10 | 48.21 |  |  | 22 | 33 |  |  | 4021267313517 | 21 | 21 | 57 |  | 5.0 | 0.000 | 0.000 | 0.000 | 0.000 | 0.000 | 85361010 | 412 Mexiko | Yes | 27142002 | 27142002 | EC002704 | EC002704 | EC002704 | EC002704 | EC002704 | https://pim.woehner.de/en/produkte/31351000.html
31351100 | 31351 | fuse link 8 A | [5 empty] | fuse link 8 A, -Eaton-, 600 V AC, time delay, Class J, 21x57 |  | 10 | 48.21 |  |  | 22 | 33 | x |  | 4021267150655 | 21 | 21 | 57 |  | 5.0 | 0.000 | 0.000 | 0.000 | 0.000 | 0.000 | 85361010 | 412 Mexiko | Yes | 27142002 | 27142002 | EC002704 | EC002704 | EC002704 | EC002704 | EC002704 | https://pim.woehner.de/en/produkte/31351100.html
31353000 | 31353 | fuse link 10 A | [5 empty] | fuse link 10 A, -Mersen-, 600 V AC, time delay, Class J, 21x57 |  | 10 | 48.21 |  |  | 22 | 33 |  |  | 4021267313531 | 21 | 21 | 57 |  | 5.0 | 0.000 | 0.000 | 0.000 | 0.000 | 0.000 | 85361010 | 412 Mexiko | Yes | 27142002 | 27142002 | EC002704 | EC002704 | EC002704 | EC002704 | EC002704 | https://pim.woehner.de/en/produkte/31353000.html
31353100 | 31353 | fuse link 10 A | [5 empty] | fuse link 10 A, -Eaton-, 600 V AC, time delay, Class J, 21x57 |  | 10 | 48.21 |  |  | 22 | 33 | x |  | 4021267150662 | 21 | 21 | 57 |  | 5.0 | 0.000 | 0.000 | 0.000 | 0.000 | 0.000 | 85361010 | 412 Mexiko | Yes | 27142002 | 27142002 | EC002704 | EC002704 | EC002704 | EC002704 | EC002704 | https://pim.woehner.de/en/produkte/31353100.html
31354000 | 31354 | fuse link 12 A | [5 empty] | fuse link 12 A, -Mersen-, 600 V AC, time delay, Class J, 21x57 |  | 10 | 48.21 |  |  | 22 | 33 |  |  | 4021267313548 | 21 | 21 | 57 |  | 5.0 | 0.000 | 0.000 | 0.000 | 0.000 | 0.000 | 85361050 | 412 Mexiko | Yes | 27142002 | 27142002 | EC002704 | EC002704 | EC002704 | EC002704 | EC002704 | https://pim.woehner.de/en/produkte/31354000.html
31354100 | 31354 | fuse link 12 A | [5 empty] | fuse link 12 A, -Eaton-, 600 V AC, time delay, Class J, 21x57 |  | 10 | 48.21 |  |  | 22 | 33 | x |  | 4021267150679 | 21 | 21 | 57 |  | 5.0 | 0.000 | 0.000 | 0.000 | 0.000 | 0.000 | 85361050 | 412 Mexiko | Yes | 27142002 | 27142002 | EC002704 | EC002704 | EC002704 | EC002704 | EC002704 | https://pim.woehner.de/en/produkte/31354100.html
31355000 | 31355 | fuse link 15 A | [5 empty] | fuse link 15 A, -Mersen-, 600 V AC, time delay, Class J, 21x57 |  | 10 | 37.08 |  |  | 22 | 33 |  |  | 4021267313555 | 21 | 21 | 57 |  | 5.0 | 0.000 | 0.000 | 0.000 | 0.000 | 0.000 | 85361050 | 412 Mexiko | Yes | 27142002 | 27142002 | EC002704 | EC002704 | EC002704 | EC002704 | EC002704 | https://pim.woehner.de/en/produkte/31355000.html
31355100 | 31355 | fuse link 15 A | [5 empty] | fuse link 15 A, -Eaton-, 600 V AC, time delay, Class J, 21x57 |  | 10 | 37.08 |  |  | 22 | 33 | x |  | 4021267150686 | 21 | 21 | 57 |  | 5.0 | 0.000 | 0.000 | 0.000 | 0.000 | 0.000 | 85361050 | 412 Mexiko | Yes | 27142002 | 27142002 | EC002704 | EC002704 | EC002704 | EC002704 | EC002704 | https://pim.woehner.de/en/produkte/31355100.html
31357000 | 31357 | fuse link 20 A | [5 empty] | fuse link 20 A, -Mersen-, 600 V AC, time delay, Class J, 21x57 |  | 10 | 37.08 |  |  | 22 | 33 |  |  | 4021267313579 | 21 | 21 | 57 |  | 5.0 | 0.000 | 0.000 | 0.000 | 0.000 | 0.000 | 85361050 | 412 Mexiko | Yes | 27142002 | 27142002 | EC002704 | EC002704 | EC002704 | EC002704 | EC002704 | https://pim.woehner.de/en/produkte/31357000.html
31357100 | 31357 | fuse link 20 A | [5 empty] | fuse link 20 A, -Eaton-, 600 V AC, time delay, Class J, 21x57 |  | 10 | 37.08 |  |  | 22 | 33 | x |  | 4021267150693 | 21 | 21 | 57 |  | 5.0 | 0.000 | 0.000 | 0.000 | 0.000 | 0.000 | 85361050 | 412 Mexiko | Yes | 27142002 | 27142002 | EC002704 | EC002704 | EC002704 | EC002704 | EC002704 | https://pim.woehner.de/en/produkte/31357100.html
31358000 | 31358 | fuse link 25 A | [5 empty] | fuse link 25 A, -Mersen-, 600 V AC, time delay, Class J, 21x57 |  | 10 | 48.21 |  |  | 22 | 33 |  |  | 4021267313586 | 21 | 21 | 57 |  | 5.0 | 0.000 | 0.000 | 0.000 | 0.000 | 0.000 | 85361050 | 412 Mexiko | Yes | 27142002 | 27142002 | EC002704 | EC002704 | EC002704 | EC002704 | EC002704 | https://pim.woehner.de/en/produkte/31358000.html
31358100 | 31358 | fuse link 25 A | [5 empty] | fuse link 25 A, -Eaton-, 600 V AC, time delay, Class J, 21x57 |  | 10 | 48.21 |  |  | 22 | 33 | x |  | 4021267150709 | 21 | 21 | 57 |  | 5.0 | 0.000 | 0.000 | 0.000 | 0.000 | 0.000 | 85361050 | 412 Mexiko | Yes | 27142002 | 27142002 | EC002704 | EC002704 | EC002704 | EC002704 | EC002704 | https://pim.woehner.de/en/produkte/31358100.html
31359000 | 31359 | fuse link 30 A | [5 empty] | fuse link 30 A, -Mersen-, 600 V AC, time delay, Class J, 21x57 |  | 10 | 48.21 |  |  | 22 | 33 |  |  | 4021267313593 | 21 | 21 | 57 |  | 5.0 | 0.000 | 0.000 | 0.000 | 0.000 | 0.000 | 85361050 | 412 Mexiko | Yes | 27142002 | 27142002 | EC002704 | EC002704 | EC002704 | EC002704 | EC002704 | https://pim.woehner.de/en/produkte/31359000.html
31359100 | 31359 | fuse link 30 A | [5 empty] | fuse link 30 A, -Eaton-, 600 V AC, time delay, Class J, 21x57 |  | 10 | 48.21 |  |  | 22 | 33 | x |  | 4021267150716 | 21 | 21 | 57 |  | 5.0 | 0.000 | 0.000 | 0.000 | 0.000 | 0.000 | 85361050 | 412 Mexiko | Yes | 27142002 | 27142002 | EC002704 | EC002704 | EC002704 | EC002704 | EC002704 | https://pim.woehner.de/en/produkte/31359100.html
31360000 | 31360 | fuse link 35 A | [5 empty] | fuse link 35 A, -Mersen-, 600 V AC, time delay, Class J, 27x60 |  | 10 | 71.95 |  |  | 22 | 33 |  |  | 4021267313609 | 27 | 27 | 60 |  | 8.5 | 0.000 | 0.000 | 0.000 | 0.000 | 0.000 | 85361050 | 412 Mexiko | Yes | 27142002 | 27142002 | EC002704 | EC002704 | EC002704 | EC002704 | EC002704 | https://pim.woehner.de/en/produkte/31360000.html
31360100 | 31360 | fuse link 35 A | [5 empty] | fuse link 35 A, -Eaton-, 600 V AC, time delay, Class J, 27x60 |  | 10 | 71.95 |  |  | 22 | 33 | x |  | 4021267150723 | 27 | 27 | 60 |  | 8.5 | 0.000 | 0.000 | 0.000 | 0.000 | 0.000 | 85361050 | 412 Mexiko | Yes | 27142002 | 27142002 | EC002704 | EC002704 | EC002704 | EC002704 | EC002704 | https://pim.woehner.de/en/produkte/31360100.html
31361000 | 31361 | fuse link 40 A | [5 empty] | fuse link 40 A, -Mersen-, 600 V AC, time delay, Class J, 27x60 |  | 10 | 71.95 |  |  | 22 | 33 |  |  | 4021267313616 | 27 | 27 | 60 |  | 8.5 | 0.000 | 0.000 | 0.000 | 0.000 | 0.000 | 85361050 | 412 Mexiko | Yes | 27142002 | 27142002 | EC002704 | EC002704 | EC002704 | EC002704 | EC002704 | https://pim.woehner.de/en/produkte/31361000.html
31361100 | 31361 | fuse link 40 A | [5 empty] | fuse link 40 A, -Eaton-, 600 V AC, time delay, Class J, 27x60 |  | 10 | 71.95 |  |  | 22 | 33 | x |  | 4021267150730 | 27 | 27 | 60 |  | 8.5 | 0.000 | 0.000 | 0.000 | 0.000 | 0.000 | 85361050 | 412 Mexiko | Yes | 27142002 | 27142002 | EC002704 | EC002704 | EC002704 | EC002704 | EC002704 | https://pim.woehner.de/en/produkte/31361100.html
31362000 | 31362 | fuse link 45 A | [5 empty] | fuse link 45 A, -Mersen-, 600 V AC, time delay, Class J, 27x60 |  | 10 | 93.54 |  |  | 22 | 33 |  |  | 4021267313623 | 27 | 27 | 60 |  | 8.5 | 0.000 | 0.000 | 0.000 | 0.000 | 0.000 | 85361050 | 412 Mexiko | Yes | 27142002 | 27142002 | EC002704 | EC002704 | EC002704 | EC002704 | EC002704 | https://pim.woehner.de/en/produkte/31362000.html
31362100 | 31362 | fuse link 45 A | [5 empty] | fuse link 45 A, -Eaton-, 600 V AC, time delay, Class J, 27x60 |  | 10 | 93.54 |  |  | 22 | 33 | x |  | 4021267150747 | 27 | 27 | 60 |  | 8.5 | 0.000 | 0.000 | 0.000 | 0.000 | 0.000 | 85361050 | 412 Mexiko | Yes | 27142002 | 27142002 | EC002704 | EC002704 | EC002704 | EC002704 | EC002704 | https://pim.woehner.de/en/produkte/31362100.html
31363000 | 31363 | fuse link 50 A | [5 empty] | fuse link 50 A, -Mersen-, 600 V AC, time delay, Class J, 27x60 |  | 10 | 71.95 |  |  | 22 | 33 |  |  | 4021267313630 | 27 | 27 | 60 |  | 8.5 | 0.000 | 0.000 | 0.000 | 0.000 | 0.000 | 85361050 | 412 Mexiko | Yes | 27142002 | 27142002 | EC002704 | EC002704 | EC002704 | EC002704 | EC002704 | https://pim.woehner.de/en/produkte/31363000.html
31363100 | 31363 | fuse link 50 A | [5 empty] | fuse link 50 A, -Eaton-, 600 V AC, time delay, Class J, 27x60 |  | 10 | 71.95 |  |  | 22 | 33 | x |  | 4021267150754 | 27 | 27 | 60 |  | 8.5 | 0.000 | 0.000 | 0.000 | 0.000 | 0.000 | 85361050 | 412 Mexiko | Yes | 27142002 | 27142002 | EC002704 | EC002704 | EC002704 | EC002704 | EC002704 | https://pim.woehner.de/en/produkte/31363100.html
31364000 | 31364 | fuse link 60 A | [5 empty] | fuse link 60 A, -Mersen-, 600 V AC, time delay, Class J, 27x60 |  | 10 | 71.95 |  |  | 22 | 33 |  |  | 4021267313647 | 27 | 27 | 60 |  | 8.5 | 0.000 | 0.000 | 0.000 | 0.000 | 0.000 | 85361050 | 412 Mexiko | Yes | 27142002 | 27142002 | EC002704 | EC002704 | EC002704 | EC002704 | EC002704 | https://pim.woehner.de/en/produkte/31364000.html
31364100 | 31364 | fuse link 60 A | [5 empty] | fuse link 60 A, -Eaton-, 600 V AC, time delay, Class J, 27x60 |  | 10 | 71.95 |  |  | 22 | 33 | x |  | 4021267150761 | 27 | 27 | 60 |  | 8.5 | 0.000 | 0.000 | 0.000 | 0.000 | 0.000 | 85361050 | 412 Mexiko | Yes | 27142002 | 27142002 | EC002704 | EC002704 | EC002704 | EC002704 | EC002704 | https://pim.woehner.de/en/produkte/31364100.html
31366000 | 31366 | cylindr. fuse link 6 A, with striker | [5 empty] | cylindr. fuse link 6 A, with striker, 500 V, gG, 14 x 51 |  | 10 | 7.54 |  |  | 22 | 21 |  |  | 4021267313661 | 14 | 51 | 14 | 1.1 | 2.0 | 0.000 | 0.000 | 0.000 | 0.000 | 0.000 | 85361010 | 011 Spanien | Yes | 27142002 | 27142002 | EC002704 | EC002704 | EC002704 | EC002704 | EC002704 | https://pim.woehner.de/en/produkte/31366000.html
31368000 | 31368 | cylindr. fuse link 10 A, with striker | [5 empty] | cylindr. fuse link 10 A, with striker, 500 V, gG, 14 x 51 |  | 10 | 8.28 |  |  | 22 | 21 |  |  | 4021267313685 | 14 | 51 | 14 | 1.3 | 2.0 | 0.000 | 0.000 | 0.000 | 0.000 | 0.000 | 85361010 | 011 Spanien | Yes | 27142002 | 27142002 | EC002704 | EC002704 | EC002704 | EC002704 | EC002704 | https://pim.woehner.de/en/produkte/31368000.html
31370000 | 31370 | cylindr. fuse link 16 A, with striker | [5 empty] | cylindr. fuse link 16 A, with striker, 500 V, gG, 14 x 51 |  | 10 | 7.54 |  |  | 22 | 21 |  |  | 4021267313708 | 14 | 51 | 14 | 2.0 | 2.0 | 0.000 | 0.000 | 0.000 | 0.000 | 0.000 | 85361050 | 011 Spanien | Yes | 27142002 | 27142002 | EC002704 | EC002704 | EC002704 | EC002704 | EC002704 | https://pim.woehner.de/en/produkte/31370000.html
31371000 | 31371 | cylindr. fuse link 20 A, with striker | [5 empty] | cylindr. fuse link 20 A, with striker, 500 V, gG, 14 x 51 |  | 10 | 7.54 |  |  | 22 | 21 |  |  | 4021267313715 | 14 | 51 | 14 | 2.5 | 2.0 | 0.000 | 0.000 | 0.000 | 0.000 | 0.000 | 85361050 | 011 Spanien | Yes | 27142002 | 27142002 | EC002704 | EC002704 | EC002704 | EC002704 | EC002704 | https://pim.woehner.de/en/produkte/31371000.html
31372000 | 31372 | cylindr. fuse link 25 A, with striker | [5 empty] | cylindr. fuse link 25 A, with striker, 500 V, gG, 14 x 51 |  | 10 | 8.28 |  |  | 22 | 21 |  |  | 4021267313722 | 14 | 51 | 14 | 3.3 | 2.0 | 0.000 | 0.000 | 0.000 | 0.000 | 0.000 | 85361050 | 011 Spanien | Yes | 27142002 | 27142002 | EC002704 | EC002704 | EC002704 | EC002704 | EC002704 | https://pim.woehner.de/en/produkte/31372000.html
31373000 | 31373 | cylindr. fuse link 32 A, with striker | [5 empty] | cylindr. fuse link 32 A, with striker, 500 V, gG, 14 x 51 |  | 10 | 8.74 |  |  | 22 | 21 |  |  | 4021267313739 | 14 | 51 | 14 | 3.5 | 2.0 | 0.000 | 0.000 | 0.000 | 0.000 | 0.000 | 85361050 | 011 Spanien | Yes | 27142002 | 27142002 | EC002704 | EC002704 | EC002704 | EC002704 | EC002704 | https://pim.woehner.de/en/produkte/31373000.html
31385000 | 31385 | cylindr. fuse link 50 A, with striker | [5 empty] | cylindr. fuse link 50 A, with striker, 690 V, gG, 22 x 58 |  | 10 | 11.07 |  |  | 22 | 21 |  |  | 4021267313852 | 22 | 58 | 22 | 5.2 | 5.2 | 0.000 | 0.000 | 0.000 | 0.000 | 0.000 | 85361050 | 011 Spanien | Yes | 27142002 | 27142002 | EC002704 | EC002704 | EC002704 | EC002704 | EC002704 | https://pim.woehner.de/en/produkte/31385000.html
31386000 | 31386 | cylindr. fuse link 63 A, with striker | [5 empty] | cylindr. fuse link 63 A, with striker, 500 V, gG, 22 x 58 |  | 10 | 11.25 |  |  | 22 | 21 |  |  | 4021267313869 | 22 | 58 | 22 | 6.9 | 5.2 | 0.000 | 0.000 | 0.000 | 0.000 | 0.000 | 85361050 | 011 Spanien | Yes | 27142002 | 27142002 | EC002704 | EC002704 | EC002704 | EC002704 | EC002704 | https://pim.woehner.de/en/produkte/31386000.html
31387000 | 31387 | cylindr. fuse link 80 A, with striker | [5 empty] | cylindr. fuse link 80 A, with striker, 500 V, gG, 22 x 58 |  | 10 | 11.25 |  |  | 22 | 21 |  |  | 4021267313876 | 22 | 58 | 22 | 7.8 | 5.2 | 0.000 | 0.000 | 0.000 | 0.000 | 0.000 | 85361090 | 011 Spanien | Yes | 27142002 | 27142002 | EC002704 | EC002704 | EC002704 | EC002704 | EC002704 | https://pim.woehner.de/en/produkte/31387000.html
31390000 | 31390 | set of connectors | [5 empty] | set of connectors, connector to create multipole adapters (100 pieces), for 50 connections | 30Compact 5P | 1 | 12.99 |  |  | 05 | 57 |  |  | 4021267313906 |  |  |  | 0.0 | 2.0 | 0.000 | 0.000 | 0.000 | 0.000 | 0.000 | 85389099 | 061 Tschechien | Yes | 27370390 | 27370390 | EC002498 | EC002498 | EC002498 | EC002498 | EC002498 | https://pim.woehner.de/en/produkte/31390000.html
31394000 | 31394 | cylindr. fuse link 0,5 A | [5 empty] | cylindr. fuse link 0,5 A, -Mersen-, 600 V AC, time delay, Class CC, for control transformer applications |  | 10 | 26.56 |  |  | 22 | 31 |  |  | 4021267313944 | 10 | 38 | 10 |  | 0.8 | 0.000 | 0.000 | 0.000 | 0.000 | 0.000 | 85361010 | 412 Mexiko | Yes | 27142002 | 27142002 | EC002704 | EC002704 | EC002704 | EC002704 | EC002704 | https://pim.woehner.de/en/produkte/31394000.html
31394100 | 31394 | cylindr. fuse link 0,5 A | [5 empty] | cylindr. fuse link 0,5 A, -Eaton-, 600 V AC, time delay, Class CC, for control transformer applications |  | 10 | 26.56 |  |  | 22 | 31 | x |  | 4021267151188 | 10 | 38 | 10 |  | 0.8 | 0.000 | 0.000 | 0.000 | 0.000 | 0.000 | 85361010 | 412 Mexiko | Yes | 27142002 | 27142002 | EC002704 | EC002704 | EC002704 | EC002704 | EC002704 | https://pim.woehner.de/en/produkte/31394100.html
31395000 | 31395 | cylindr. fuse link 1,5 A | [5 empty] | cylindr. fuse link 1,5 A, -Mersen-, 600 V AC, time delay, Class CC, for control transformer applications |  | 10 | 26.56 |  |  | 22 | 31 |  |  | 4021267313951 | 10 | 38 | 10 |  | 0.8 | 0.000 | 0.000 | 0.000 | 0.000 | 0.000 | 85361010 | 412 Mexiko | Yes | 27142002 | 27142002 | EC002704 | EC002704 | EC002704 | EC002704 | EC002704 | https://pim.woehner.de/en/produkte/31395000.html
31395100 | 31395 | cylindr. fuse link 1,5 A | [5 empty] | cylindr. fuse link 1,5 A, -Eaton-, 600 V AC, time delay, Class CC, for control transformer applications |  | 10 | 26.56 |  |  | 22 | 31 | x |  | 4021267150785 | 10 | 38 | 10 |  | 0.8 | 0.000 | 0.000 | 0.000 | 0.000 | 0.000 | 85361010 | 412 Mexiko | Yes | 27142002 | 27142002 | EC002704 | EC002704 | EC002704 | EC002704 | EC002704 | https://pim.woehner.de/en/produkte/31395100.html
31396000 | 31396 | cylindr. fuse link 2,5 A | [5 empty] | cylindr. fuse link 2,5 A, -Mersen-, 600 V AC, time delay, Class CC, for control transformer applications |  | 10 | 26.56 |  |  | 22 | 31 |  |  | 4021267313968 | 10 | 38 | 10 |  | 0.8 | 0.000 | 0.000 | 0.000 | 0.000 | 0.000 | 85361010 | 412 Mexiko | Yes | 27142002 | 27142002 | EC002704 | EC002704 | EC002704 | EC002704 | EC002704 | https://pim.woehner.de/en/produkte/31396000.html
31396100 | 31396 | cylindr. fuse link 2,5 A | [5 empty] | cylindr. fuse link 2,5 A, -Eaton-, 600 V AC, time delay, Class CC, for control transformer applications |  | 10 | 26.56 |  |  | 22 | 31 | x |  | 4021267150792 | 10 | 38 | 10 |  | 0.8 | 0.000 | 0.000 | 0.000 | 0.000 | 0.000 | 85361010 | 412 Mexiko | Yes | 27142002 | 27142002 | EC002704 | EC002704 | EC002704 | EC002704 | EC002704 | https://pim.woehner.de/en/produkte/31396100.html
31397000 | 31397 | cylindr. fuse link 3 A | [5 empty] | cylindr. fuse link 3 A, -Mersen-, 600 V AC, time delay, Class CC, for control transformer applications |  | 10 | 26.56 |  |  | 22 | 31 |  |  | 4021267313975 | 10 | 38 | 10 |  | 0.8 | 0.000 | 0.000 | 0.000 | 0.000 | 0.000 | 85361010 | 412 Mexiko | Yes | 27142002 | 27142002 | EC002704 | EC002704 | EC002704 | EC002704 | EC002704 | https://pim.woehner.de/en/produkte/31397000.html
31397100 | 31397 | cylindr. fuse link 3 A | [5 empty] | cylindr. fuse link 3 A, -Eaton-, 600 V AC, time delay, Class CC, for control transformer applications |  | 10 | 26.56 |  |  | 22 | 31 | x |  | 4021267150808 | 10 | 38 | 10 |  | 0.8 | 0.000 | 0.000 | 0.000 | 0.000 | 0.000 | 85361010 | 412 Mexiko | Yes | 27142002 | 27142002 | EC002704 | EC002704 | EC002704 | EC002704 | EC002704 | https://pim.woehner.de/en/produkte/31397100.html
31398000 | 31398 | cylindr. fuse link 5 A | [5 empty] | cylindr. fuse link 5 A, -Mersen-, 600 V AC, time delay, Class CC, for control transformer applications |  | 10 | 26.56 |  |  | 22 | 31 |  |  | 4021267313982 | 10 | 38 | 10 |  | 0.8 | 0.000 | 0.000 | 0.000 | 0.000 | 0.000 | 85361010 | 412 Mexiko | Yes | 27142002 | 27142002 | EC002704 | EC002704 | EC002704 | EC002704 | EC002704 | https://pim.woehner.de/en/produkte/31398000.html
31398100 | 31398 | cylindr. fuse link 5 A | [5 empty] | cylindr. fuse link 5 A, -Eaton-, 600 V AC, time delay, Class CC, for control transformer applications |  | 10 | 26.56 |  |  | 22 | 31 | x |  | 4021267150815 | 10 | 38 | 10 |  | 0.8 | 0.000 | 0.000 | 0.000 | 0.000 | 0.000 | 85361010 | 412 Mexiko | Yes | 27142002 | 27142002 | EC002704 | EC002704 | EC002704 | EC002704 | EC002704 | https://pim.woehner.de/en/produkte/31398100.html
31399000 | 31399 | cylindr. fuse link 8 A | [5 empty] | cylindr. fuse link 8 A, -Mersen-, 600 V AC, time delay, Class CC, for control transformer applications |  | 10 | 26.56 |  |  | 22 | 31 |  |  | 4021267313999 | 10 | 38 | 10 |  | 0.8 | 0.000 | 0.000 | 0.000 | 0.000 | 0.000 | 85361010 | 412 Mexiko | Yes | 27142002 | 27142002 | EC002704 | EC002704 | EC002704 | EC002704 | EC002704 | https://pim.woehner.de/en/produkte/31399000.html
31399100 | 31399 | cylindr. fuse link 8 A | [5 empty] | cylindr. fuse link 8 A, -Eaton-, 600 V AC, time delay, Class CC, for control transformer applications |  | 10 | 26.56 |  |  | 22 | 31 | x |  | 4021267150822 | 10 | 38 | 10 |  | 0.8 | 0.000 | 0.000 | 0.000 | 0.000 | 0.000 | 85361010 | 412 Mexiko | Yes | 27142002 | 27142002 | EC002704 | EC002704 | EC002704 | EC002704 | EC002704 | https://pim.woehner.de/en/produkte/31399100.html
31400000 | 31400 | cylindr. fuse link 12 A | [5 empty] | cylindr. fuse link 12 A, -Mersen-, 600 V AC, time delay, Class CC, for control transformer applications |  | 10 | 26.56 |  |  | 22 | 31 |  |  | 4021267314002 | 10 | 38 | 10 |  | 0.8 | 0.000 | 0.000 | 0.000 | 0.000 | 0.000 | 85361050 | 412 Mexiko | Yes | 27142002 | 27142002 | EC002704 | EC002704 | EC002704 | EC002704 | EC002704 | https://pim.woehner.de/en/produkte/31400000.html
31400100 | 31400 | cylindr. fuse link 12 A | [5 empty] | cylindr. fuse link 12 A, -Eaton-, 600 V AC, time delay, Class CC, for control transformer applications |  | 10 | 26.56 |  |  | 22 | 31 | x |  | 4021267150839 | 10 | 38 | 10 |  | 0.8 | 0.000 | 0.000 | 0.000 | 0.000 | 0.000 | 85361050 | 412 Mexiko | Yes | 27142002 | 27142002 | EC002704 | EC002704 | EC002704 | EC002704 | EC002704 | https://pim.woehner.de/en/produkte/31400100.html
31401000 | 31401 | cylindr. fuse link 0,5 A | [5 empty] | cylindr. fuse link 0,5 A, -Mersen-, 600 V AC, fast acting, Class CC, for branch circuit protection |  | 10 | 28.61 |  |  | 22 | 32 |  |  | 4021267314019 | 10 | 38 | 10 |  | 0.8 | 0.000 | 0.000 | 0.000 | 0.000 | 0.000 | 85361010 | 412 Mexiko | Yes | 27142002 | 27142002 | EC002704 | EC002704 | EC002704 | EC002704 | EC002704 | https://pim.woehner.de/en/produkte/31401000.html
31401100 | 31401 | cylindr. fuse link 0,5 A | [5 empty] | cylindr. fuse link 0,5 A, -Eaton-, 600 V AC, fast acting, Class CC, for branch circuit protection |  | 10 | 28.61 |  |  | 22 | 32 | x |  | 4021267150846 | 10 | 38 | 10 |  | 0.8 | 0.000 | 0.000 | 0.000 | 0.000 | 0.000 | 85361010 | 412 Mexiko | Yes | 27142002 | 27142002 | EC002704 | EC002704 | EC002704 | EC002704 | EC002704 | https://pim.woehner.de/en/produkte/31401100.html
31402100 | 31402 | cylindr. fuse link 1,5 A | [5 empty] | cylindr. fuse link 1,5 A, -Eaton-, 600 V AC, fast acting, Class CC, for branch circuit protection |  | 10 | 22.01 |  |  | 22 | 32 | x |  | 4021267314026 | 10 | 38 | 10 |  | 0.8 | 0.000 | 0.000 | 0.000 | 0.000 | 0.000 | 85361010 | 412 Mexiko | Yes | 27142002 | 27142002 | EC002704 | EC002704 | EC002704 | EC002704 | EC002704 | https://pim.woehner.de/en/produkte/31402100.html
31404000 | 31404 | cylindr. fuse link 3 A | [5 empty] | cylindr. fuse link 3 A, -Mersen-, 600 V AC, fast acting, Class CC, for branch circuit protection |  | 10 | 28.61 |  |  | 22 | 32 |  |  | 4021267314040 | 10 | 38 | 10 |  | 0.8 | 0.000 | 0.000 | 0.000 | 0.000 | 0.000 | 85361010 | 412 Mexiko | Yes | 27142002 | 27142002 | EC002704 | EC002704 | EC002704 | EC002704 | EC002704 | https://pim.woehner.de/en/produkte/31404000.html
31404100 | 31404 | cylindr. fuse link 3 A | [5 empty] | cylindr. fuse link 3 A, -Eaton-, 600 V AC, fast acting, Class CC, for branch circuit protection |  | 10 | 28.61 |  |  | 22 | 32 | x |  | 4021267150853 | 10 | 38 | 10 |  | 0.8 | 0.000 | 0.000 | 0.000 | 0.000 | 0.000 | 85361010 | 412 Mexiko | Yes | 27142002 | 27142002 | EC002704 | EC002704 | EC002704 | EC002704 | EC002704 | https://pim.woehner.de/en/produkte/31404100.html
31405000 | 31405 | cylindr. fuse link 5 A | [5 empty] | cylindr. fuse link 5 A, -Mersen-, 600 V AC, fast acting, Class CC, for branch circuit protection |  | 10 | 28.61 |  |  | 22 | 32 |  |  | 4021267314057 | 10 | 38 | 10 |  | 0.8 | 0.000 | 0.000 | 0.000 | 0.000 | 0.000 | 85361010 | 412 Mexiko | Yes | 27142002 | 27142002 | EC002704 | EC002704 | EC002704 | EC002704 | EC002704 | https://pim.woehner.de/en/produkte/31405000.html
31405100 | 31405 | cylindr. fuse link 5 A | [5 empty] | cylindr. fuse link 5 A, -Eaton-, 600 V AC, fast acting, Class CC, for branch circuit protection |  | 10 | 28.61 |  |  | 22 | 32 | x |  | 4021267150860 | 10 | 38 | 10 |  | 0.8 | 0.000 | 0.000 | 0.000 | 0.000 | 0.000 | 85361010 | 412 Mexiko | Yes | 27142002 | 27142002 | EC002704 | EC002704 | EC002704 | EC002704 | EC002704 | https://pim.woehner.de/en/produkte/31405100.html
31406000 | 31406 | cylindr. fuse link 8 A | [5 empty] | cylindr. fuse link 8 A, -Mersen-, 600 V AC, fast acting, Class CC, for branch circuit protection |  | 10 | 28.61 |  |  | 22 | 32 |  |  | 4021267314064 | 10 | 38 | 10 |  | 0.8 | 0.000 | 0.000 | 0.000 | 0.000 | 0.000 | 85361010 | 412 Mexiko | Yes | 27142002 | 27142002 | EC002704 | EC002704 | EC002704 | EC002704 | EC002704 | https://pim.woehner.de/en/produkte/31406000.html
31406100 | 31406 | cylindr. fuse link 8 A | [5 empty] | cylindr. fuse link 8 A, -Eaton-, 600 V AC, fast acting, Class CC, for branch circuit protection |  | 10 | 28.61 |  |  | 22 | 32 | x |  | 4021267150877 | 10 | 38 | 10 |  | 0.8 | 0.000 | 0.000 | 0.000 | 0.000 | 0.000 | 85361010 | 412 Mexiko | Yes | 27142002 | 27142002 | EC002704 | EC002704 | EC002704 | EC002704 | EC002704 | https://pim.woehner.de/en/produkte/31406100.html
31407000 | 31407 | cylindr. fuse link 12 A | [5 empty] | cylindr. fuse link 12 A, -Mersen-, 600 V AC, fast acting, Class CC, for branch circuit protection |  | 10 | 28.61 |  |  | 22 | 32 |  |  | 4021267314071 | 10 | 38 | 10 |  | 0.8 | 0.000 | 0.000 | 0.000 | 0.000 | 0.000 | 85361050 | 412 Mexiko | Yes | 27142002 | 27142002 | EC002704 | EC002704 | EC002704 | EC002704 | EC002704 | https://pim.woehner.de/en/produkte/31407000.html
31407100 | 31407 | cylindr. fuse link 12 A | [5 empty] | cylindr. fuse link 12 A, -Eaton-, 600 V AC, fast acting, Class CC, for branch circuit protection |  | 10 | 28.61 |  |  | 22 | 32 | x |  | 4021267150884 | 10 | 38 | 10 |  | 0.8 | 0.000 | 0.000 | 0.000 | 0.000 | 0.000 | 85361050 | 412 Mexiko | Yes | 27142002 | 27142002 | EC002704 | EC002704 | EC002704 | EC002704 | EC002704 | https://pim.woehner.de/en/produkte/31407100.html
31408000 | 31408 | D-fuse base, busbar mounted, 42mm |  |  | 12, 15, 20, 25, 30 x 10 and section busbars |  |  | D-fuse base, busbar mounted, 42mm, for busbar 10 mm, gauge ring, E 27 / 3P, sonstiges | 60Classic | 10 | 16.39 |  |  | 01 | 18 |  |  | 4021267314088 | 42 | 43 | 200 | 1.2 | 23.0 | 0.028 | 0.037 | 0.000 |  | 0.000 | 85361050 | 061 Tschechien | Yes | 27142103 | 27142103 | EC000094 | EC000094 | EC000094 | EC000094 | EC000094 | https://pim.woehner.de/en/produkte/31408000.html
31409000 | 31409 | D-fuse base, busbar mounted, 57mm |  |  | 12, 15, 20, 25, 30 x 10 and section busbars |  |  | D-fuse base, busbar mounted, 57mm, for busbar 10 mm, gauge ring, E 33 / 3P, sonstiges | 60Classic | 10 | 21.84 |  |  | 01 | 24 |  |  | 4021267314095 | 57 | 43 | 200 | 10.0 | 31.6 | 0.028 | 0.060 | 0.000 |  | 0.000 | 85361050 | 061 Tschechien | Yes | 27142103 | 27142103 | EC000094 | EC000094 | EC000094 | EC000094 | EC000094 | https://pim.woehner.de/en/produkte/31409000.html
31441000 | 31441 | D-fuse base, busbar mounted, 42mm |  |  | 12, 15, 20, 25, 30 x 5, 10 and section busbars |  |  | D-fuse base, busbar mounted, 42mm, screw-in gauge ring, E 27 / 3P, sonstiges | 60Classic | 10 | 18.78 |  |  | 01 | 09 |  |  | 4021267314415 | 42 | 43 | 200 | 1.2 | 22.3 | 0.019 | 0.037 | 0.000 |  | 0.000 | 85361050 | 061 Tschechien | Yes | 27142103 | 27142103 | EC000094 | EC000094 | EC000094 | EC000094 | EC000094 | https://pim.woehner.de/en/produkte/31441000.html
31442000 | 31442 | D-fuse base, busbar mounted, 57mm |  |  | 12, 15, 20, 25, 30 x 5, 10 and section busbars |  |  | D-fuse base, busbar mounted, 57mm, screw-in gauge ring, E 33 / 3P, sonstiges | 60Classic | 10 | 23.78 |  |  | 01 | 27 |  |  | 4021267314422 | 57 | 43 | 200 | 10.0 | 30.9 | 0.019 | 0.060 | 0.000 |  | 0.000 | 85361050 | 061 Tschechien | Yes | 27142103 | 27142103 | EC000094 | EC000094 | EC000094 | EC000094 | EC000094 | https://pim.woehner.de/en/produkte/31442000.html
31481000 | 31481 | D-fuse base, busbar mounted, 42mm |  |  | 12, 15, 20, 25, 30 x 10 and section busbars |  |  | D-fuse base, busbar mounted, 42mm, for busbar 10 mm, screw-in gauge ring, E 27 / 3P, sonstiges | 60Classic | 10 | 23.28 |  |  | 01 | 12 |  |  | 4021267314811 | 42 | 43 | 200 | 1.2 | 22.0 | 0.019 | 0.037 | 0.000 |  | 0.000 | 85361050 | 061 Tschechien | Yes | 27142103 | 27142103 | EC000094 | EC000094 | EC000094 | EC000094 | EC000094 | https://pim.woehner.de/en/produkte/31481000.html
31482000 | 31482 | D-fuse base, busbar mounted, 57mm |  |  | 12, 15, 20, 25, 30 x 10 and section busbars |  |  | D-fuse base, busbar mounted, 57mm, for busbar 10 mm, screw-in gauge ring, E 33 / 3P, sonstiges | 60Classic | 10 | 36.54 |  |  | 01 | 30 |  |  | 4021267314828 | 57 | 43 | 200 | 10.0 | 30.8 | 0.019 | 0.060 | 0.000 |  | 0.000 | 85361050 | 061 Tschechien | Yes | 27142103 | 27142103 | EC000094 | EC000094 | EC000094 | EC000094 | EC000094 | https://pim.woehner.de/en/produkte/31482000.html
31511000A | 31511 | fuse link 35 A | [5 empty] | fuse link 35 A, -Mersen-, 600 V AC, fast acting, Class J, 27x60 |  | 10 | 65.53 |  |  | 22 | 34 |  |  | 4021267315115 | 27 | 27 | 60 |  | 8.5 | 0.000 | 0.000 | 0.000 | 0.000 | 0.000 | 85361010 | 412 Mexiko | Yes | 27142002 | 27142002 | EC002704 | EC002704 | EC002704 | EC002704 | EC002704 | https://pim.woehner.de/en/produkte/31511000A.html
31511100A | 31511 | fuse link 35 A | [5 empty] | fuse link 35 A, -Eaton-, 600 V AC, fast acting, Class J, 27x60 |  | 10 | 65.53 |  |  | 22 | 34 | x |  | 4021267150891 | 27 | 27 | 60 |  | 8.5 | 0.000 | 0.000 | 0.000 | 0.000 | 0.000 | 85361010 | 412 Mexiko | Yes | 27142002 | 27142002 | EC002704 | EC002704 | EC002704 | EC002704 | EC002704 | https://pim.woehner.de/en/produkte/31511100A.html
31512000A | 31512 | fuse link 40 A | [5 empty] | fuse link 40 A, -Mersen-, 600 V AC, fast acting, Class J, 27x60 |  | 10 | 65.53 |  |  | 22 | 34 |  |  | 4021267315122 | 27 | 27 | 60 |  | 8.5 | 0.000 | 0.000 | 0.000 | 0.000 | 0.000 | 85361010 | 412 Mexiko | Yes | 27142002 | 27142002 | EC002704 | EC002704 | EC002704 | EC002704 | EC002704 | https://pim.woehner.de/en/produkte/31512000A.html
31512100A | 31512 | fuse link 40 A | [5 empty] | fuse link 40 A, -Eaton-, 600 V AC, fast acting, Class J, 27x60 |  | 10 | 65.53 |  |  | 22 | 34 | x |  | 4021267150907 | 27 | 27 | 60 |  | 8.5 | 0.000 | 0.000 | 0.000 | 0.000 | 0.000 | 85361010 | 412 Mexiko | Yes | 27142002 | 27142002 | EC002704 | EC002704 | EC002704 | EC002704 | EC002704 | https://pim.woehner.de/en/produkte/31512100A.html
31514000A | 31514 | fuse link 50 A | [5 empty] | fuse link 50 A, -Mersen-, 600 V AC, fast acting, Class J, 27x60 |  | 10 | 65.53 |  |  | 22 | 34 |  |  | 4021267315146 | 27 | 27 | 60 |  | 8.5 | 0.000 | 0.000 | 0.000 | 0.000 | 0.000 | 85361010 | 412 Mexiko | Yes | 27142002 | 27142002 | EC002704 | EC002704 | EC002704 | EC002704 | EC002704 | https://pim.woehner.de/en/produkte/31514000A.html
31514100A | 31514 | fuse link 50 A | [5 empty] | fuse link 50 A, -Eaton-, 600 V AC, fast acting, Class J, 27x60 |  | 10 | 65.53 |  |  | 22 | 34 | x |  | 4021267150914 | 27 | 27 | 60 |  | 8.5 | 0.000 | 0.000 | 0.000 | 0.000 | 0.000 | 85361010 | 412 Mexiko | Yes | 27142002 | 27142002 | EC002704 | EC002704 | EC002704 | EC002704 | EC002704 | https://pim.woehner.de/en/produkte/31514100A.html
31515000A | 31515 | fuse link 60 A | [5 empty] | fuse link 60 A, -Mersen-, 600 V AC, fast acting, Class J, 27x60 |  | 10 | 65.53 |  |  | 22 | 34 |  |  | 4021267315153 | 27 | 27 | 60 |  | 8.5 | 0.000 | 0.000 | 0.000 | 0.000 | 0.000 | 85361010 | 412 Mexiko | Yes | 27142002 | 27142002 | EC002704 | EC002704 | EC002704 | EC002704 | EC002704 | https://pim.woehner.de/en/produkte/31515000A.html
31515100A | 31515 | fuse link 60 A | [5 empty] | fuse link 60 A, -Eaton-, 600 V AC, fast acting, Class J, 27x60 |  | 10 | 65.53 |  |  | 22 | 34 | x |  | 4021267150921 | 27 | 27 | 60 |  | 8.5 | 0.000 | 0.000 | 0.000 | 0.000 | 0.000 | 85361010 | 412 Mexiko | Yes | 27142002 | 27142002 | EC002704 | EC002704 | EC002704 | EC002704 | EC002704 | https://pim.woehner.de/en/produkte/31515100A.html
31525000 | 31525 | D0 busbar mounted switch-disconnector-fuse |  | connection bottom | 12, 15, 20, 25, 30 x 5, 10 and section busbars |  |  | D0 busbar mounted switch-disconnector-fuse, for D01 and D02 fuses, with LED, 63 A / 3P, indication (LED) of a tripped fuse link, connection bottom, 3-pole / 1-pole switching | 60Classic | 1 | 124.79 |  |  | 01 | 42 |  |  | 4021267315252 | 27 | 100 | 220 | 10.5 | 76.5 | 0.222 | 0.000 | 4.191 |  | 0.000 | 85361050 | 004 Deutschland | Yes | 27142110 | 27142110 | EC000277 | EC000277 | EC000277 | EC000277 | EC000277 | https://pim.woehner.de/en/produkte/31525000.html
31532000A | 31532 | switch-disconnector for D0 fuses up to 25 A | [5 empty] | switch-disconnector for D0 fuses up to 25 A, 3P, for mounting rail | Panel | 1 | 140.94 |  |  | 03 | 84 |  | x | 4021267315320 | 81 | 70 | 90 | 7.8 | 42.3 | 0.121 | 0.000 | 1.239 |  | 0.000 | 85361050 | 004 Deutschland | Yes | 27142110 | 27142110 | EC000277 | EC000277 | EC000277 | EC000277 | EC000277 | https://pim.woehner.de/en/produkte/31532000A.html
31543000 | 31543 | cylindr. fuse link 8 A | [5 empty] | cylindr. fuse link 8 A, 1000 V DC, gPV, 10 x 38 |  | 10 | 9.98 |  |  | 22 | 25 |  |  | 4021267315436 | 10 | 38 | 10 | 1.6 | 0.6 | 0.003 | 0.000 | 0.070 | 0.000 | 0.000 | 85361010 | 004 Deutschland | Yes | 27142002 | 27142002 | EC002704 | EC002704 | EC002704 | EC002704 | EC002704 | https://pim.woehner.de/en/produkte/31543000.html
31544000 | 31544 | cylindr. fuse link 10 A | [5 empty] | cylindr. fuse link 10 A, 1000 V DC, gPV, 10 x 38 |  | 10 | 10.10 |  |  | 22 | 25 |  |  | 4021267315443 | 10 | 38 | 10 | 2.0 | 0.6 | 0.003 | 0.000 | 0.090 | 0.000 | 0.000 | 85361010 | 004 Deutschland | Yes | 27142002 | 27142002 | EC002704 | EC002704 | EC002704 | EC002704 | EC002704 | https://pim.woehner.de/en/produkte/31544000.html
31545000 | 31545 | cylindr. fuse link 12 A | [5 empty] | cylindr. fuse link 12 A, 1000 V DC, gPV, 10 x 38 |  | 10 | 9.98 |  |  | 22 | 25 |  |  | 4021267315450 | 10 | 38 | 10 | 2.4 | 0.6 | 0.003 | 0.000 | 0.090 | 0.000 | 0.000 | 85361050 | 004 Deutschland | Yes | 27142002 | 27142002 | EC002704 | EC002704 | EC002704 | EC002704 | EC002704 | https://pim.woehner.de/en/produkte/31545000.html
31546000 | 31546 | cylindr. fuse link 16 A | [5 empty] | cylindr. fuse link 16 A, 1000 V DC, gPV, 10 x 38 |  | 10 | 9.98 |  |  | 22 | 25 |  |  | 4021267315467 | 10 | 38 | 10 | 2.1 | 0.6 | 0.003 | 0.000 | 0.110 | 0.000 | 0.000 | 85361050 | 004 Deutschland | Yes | 27142002 | 27142002 | EC002704 | EC002704 | EC002704 | EC002704 | EC002704 | https://pim.woehner.de/en/produkte/31546000.html
31547000 | 31547 | cylindr. fuse link 20 A | [5 empty] | cylindr. fuse link 20 A, 1000 V DC, gPV, 10 x 38 |  | 10 | 9.98 |  |  | 22 | 25 |  |  | 4021267315474 | 10 | 38 | 10 | 2.5 | 0.6 | 0.003 | 0.000 | 0.160 | 0.000 | 0.000 | 85361050 | 004 Deutschland | Yes | 27142002 | 27142002 | EC002704 | EC002704 | EC002704 | EC002704 | EC002704 | https://pim.woehner.de/en/produkte/31547000.html
31548000 | 31548 | comb-type busbar, 1-pole, bridge type, pitch 18 mm | [5 empty] | comb-type busbar, 1-pole, bridge type, pitch 18 mm, 100 A, 1 m long, 25 mm² |  | 10 | 39.62 |  |  | 06 | 95 |  |  | 4021267315481 | 997 | 15 | 5 | 2.8 | 47.5 | 0.450 | 0.000 | 0.000 | 0.000 | 0.000 | 85444290 | 004 Deutschland | Yes | 27371306 | 27371306 | EC000215 | EC000215 | EC000215 | EC000215 | EC000215 | https://pim.woehner.de/en/produkte/31548000.html
31549000 | 31549 | comb-type busbar, 3-pole, bridge type, pitch 18 mm | [5 empty] | comb-type busbar, 3-pole, bridge type, pitch 18 mm, 100 A, 1 m long, 25 mm² |  | 10 | 113.25 |  |  | 06 | 95 |  |  | 4021267315498 | 997 | 22 | 23 | 2.8 | 113.3 | 1.070 | 0.000 | 0.000 | 0.000 | 0.000 | 85444290 | 004 Deutschland | Yes | 27371306 | 27371306 | EC000215 | EC000215 | EC000215 | EC000215 | EC000215 | https://pim.woehner.de/en/produkte/31549000.html
31550000 | 31550 | connection terminal, front connection |  |  |  | 31549, 31561 |  | connection terminal, front connection, 6 - 35 mm², for 31549, 31561 |  | 10 | 6.87 |  |  | 07 | 26 |  |  | 4021267315504 | 17 | 29 | 41 | 0.0 | 3.5 | 0.035 | 0.000 | 0.000 |  | 0.000 | 85369010 | 004 Deutschland | Yes | 27371392 | 27371392 | EC002498 | EC002498 | EC002498 | EC002498 | EC002498 | https://pim.woehner.de/en/produkte/31550000.html
31552000 | 31552 | end cap | [5 empty] | end cap, for 2-pole and 3-pole comb-type busbars 25 mm² |  | 20 | 1.72 |  |  | 06 | 30 |  |  | 4021267315528 |  |  |  | 0.0 | 0.2 | 0.000 | 0.000 | 0.000 | 0.000 | 0.000 | 85389099 | 004 Deutschland | Yes | 27370390 | 27370390 | EC002498 | EC002498 | EC002498 | EC002498 | EC002498 | https://pim.woehner.de/en/produkte/31552000.html
31554000 | 31554 | D0 fuse base, busbar mounted, 36mm |  |  | 12 x 5, 10 |  |  | D0 fuse base, busbar mounted, 36mm, E 18 / 63 A, touch protected, sonstiges | 30Compact 3P | 6 | 20.16 |  |  | 01 | 03 |  |  | 4021267315542 | 36 | 65 | 160 | 5.9 | 13.0 | 0.049 | 0.000 | 0.000 |  | 0.000 | 85361050 | 061 Tschechien | No | 27142120 | 27142120 | EC001644 | EC001644 | EC001644 | EC001644 | EC001644 | https://pim.woehner.de/en/produkte/31554000.html
31555000 | 31555 | holder for cylindrical fuses | [5 empty] | holder for cylindrical fuses, 10 x 85 / 1P, 32 A, 1500 V DC, for mounting rail | Panel | 5 | 21.41 |  |  | 17 | 18 |  |  | 4021267315559 | 22.5 | 65 | 130 | 0.3 | 9.2 | 0.008 | 0.000 | 0.006 |  | 0.000 | 85351000 | 061 Tschechien | No | 27142190 | 27142190 | EC002705 | EC002705 | EC002705 | EC002705 | EC002705 | https://pim.woehner.de/en/produkte/31555000.html
31556000A | 31556 | switch-disconnector for D0 fuses up to 63 A | [5 empty] | switch-disconnector for D0 fuses up to 63 A, with LED, 1P, operator independent switching (snap-action mechanism), for mounting rail | Panel | 3 | 44.34 |  |  | 03 | 81 |  |  | 4021267315566 | 27 | 70 | 90 | 2.6 | 14.2 | 0.041 | 0.000 | 0.459 |  | 0.000 | 85361050 | 004 Deutschland | Yes | 27142110 | 27142110 | EC000277 | EC000277 | EC000277 | EC000277 | EC000277 | https://pim.woehner.de/en/produkte/31556000A.html
31557000A | 31557 | switch-disconnector for D0 fuses up to 63 A | [5 empty] | switch-disconnector for D0 fuses up to 63 A, with LED, 3P, for mounting rail | Panel | 1 | 93.50 |  |  | 03 | 84 |  |  | 4021267315573 | 81 | 70 | 90 | 7.8 | 42.6 | 0.121 | 0.000 | 1.239 |  | 0.000 | 85361050 | 004 Deutschland | Yes | 27142110 | 27142110 | EC000277 | EC000277 | EC000277 | EC000277 | EC000277 | https://pim.woehner.de/en/produkte/31557000A.html
31558000 | 31558 | cylindr. fuse link 25 A | [5 empty] | cylindr. fuse link 25 A, 1100 V DC, gPV, 14 x 85 |  | 20 | 23.74 |  |  | 22 | 25 |  |  | 4021267315580 | 14 | 85 | 14 | 5.9 | 2.7 | 0.003 | 0.000 | 0.400 | 0.000 | 0.000 | 85361050 | 004 Deutschland | Yes | 27142002 | 27142002 | EC002704 | EC002704 | EC002704 | EC002704 | EC002704 | https://pim.woehner.de/en/produkte/31558000.html
31559000 | 31559 | cylindr. fuse link 20 A | [5 empty] | cylindr. fuse link 20 A, 1100 V DC, gPV, 14 x 85 |  | 20 | 23.74 |  |  | 22 | 25 |  |  | 4021267315597 | 14 | 85 | 14 | 4.7 | 2.7 | 0.003 | 0.000 | 0.400 | 0.000 | 0.000 | 85351000 | 004 Deutschland | Yes | 27142002 | 27142002 | EC002704 | EC002704 | EC002704 | EC002704 | EC002704 | https://pim.woehner.de/en/produkte/31559000.html
31561000 | 31561 | comb-type busbar, 2-pole, bridge type, pitch 18 mm | [5 empty] | comb-type busbar, 2-pole, bridge type, pitch 18 mm, 100 A, 1 m long, 25 mm² |  | 10 | 99.24 |  |  | 06 | 95 |  |  | 4021267315610 | 997 | 22 | 23 | 2.8 | 81.0 | 0.680 | 0.000 | 0.000 | 0.000 | 0.000 | 85444290 | 004 Deutschland | Yes | 27371306 | 27371306 | EC000215 | EC000215 | EC000215 | EC000215 | EC000215 | https://pim.woehner.de/en/produkte/31561000.html
31562000 | 31562 | feeder module 1-pole |  |  |  | 31548, 31549, 31561 |  | feeder module 1-pole, dircet feeding of the comb-type busbar, 2,5 - 50 mm² / AWG 14 - 1, for 31548, 31549, 31561 |  | 25 | 8.05 |  |  | 07 | 26 |  |  | 4021267315627 | 18 | 30 | 41 | 0.0 | 3.0 | 0.000 | 0.038 | 0.000 |  | 0.000 | 85369010 | 004 Deutschland | Yes | 27371392 | 27371392 | EC002498 | EC002498 | EC002498 | EC002498 | EC002498 | https://pim.woehner.de/en/produkte/31562000.html
31563000 | 31563 | spacer 4,5 mm | [5 empty] | spacer 4,5 mm, set for 50 fuse holders 31971 and 31973, for arrangment with 22.5 mm pitch |  | 1 | 13.46 |  |  | 17 | 15 |  |  | 4021267315634 |  |  |  | 0.0 | 1.2 | 0.000 | 0.000 | 0.000 | 0.000 | 0.000 | 85389099 | 061 Tschechien | Yes | 27142190 | 27142190 | EC002498 | EC002498 | EC002498 | EC002498 | EC002498 | https://pim.woehner.de/en/produkte/31563000.html
31564000 | 31564 | connection kit 10x38, 2-pole | [5 empty] | connection kit 10x38, 2-pole, for 10 2-pole combinations 10x38 |  | 1 | 5.22 |  |  | 17 | 15 |  |  | 4021267315641 |  |  |  | 0.0 | 2.5 | 0.000 | 0.000 | 0.000 | 0.000 | 0.000 | 85389099 | 061 Tschechien | Yes | 27142190 | 27142190 | EC002498 | EC002498 | EC002498 | EC002498 | EC002498 | https://pim.woehner.de/en/produkte/31564000.html
31565000 | 31565 | connection kit 10x38, 3-pole | [5 empty] | connection kit 10x38, 3-pole, for 10 3-pole combinations 10x38 |  | 1 | 5.87 |  |  | 17 | 15 |  |  | 4021267315658 |  |  |  | 0.0 | 3.6 | 0.000 | 0.000 | 0.000 | 0.000 | 0.000 | 85389099 | 061 Tschechien | Yes | 27142190 | 27142190 | EC002498 | EC002498 | EC002498 | EC002498 | EC002498 | https://pim.woehner.de/en/produkte/31565000.html
31567000 | 31567 | replacement fuse for MOTUS® | [5 empty] | replacement fuse for MOTUS®, fuse 16 A for version 0.6 A and 2.4 A, 10x38 gR |  | 3 | 13.60 |  |  | 21 | 51 |  |  | 4021267315672 | 10 | 38 | 10 |  | 2.8 | 0.000 | 0.000 | 0.000 | 0.000 | 0.000 | 85361050 | 004 Deutschland | Yes | 27142002 | 27142002 | EC002704 | EC002704 | EC002704 | EC002704 | EC002704 | https://pim.woehner.de/en/produkte/31567000.html
31568000 | 31568 | replacement fuse for MOTUS® | [5 empty] | replacement fuse for MOTUS®, fuse 20 A for version 9 A, 10x38 gR |  | 3 | 13.60 |  |  | 21 | 51 |  |  | 4021267315689 | 10 | 38 | 10 |  | 2.8 | 0.000 | 0.000 | 0.000 | 0.000 | 0.000 | 85361050 | 004 Deutschland | Yes | 27142002 | 27142002 | EC002704 | EC002704 | EC002704 | EC002704 | EC002704 | https://pim.woehner.de/en/produkte/31568000.html
31569000 | 31569 | replacement fuse for MOTUS® | [5 empty] | replacement fuse for MOTUS®, fuse 30 A for version 9 A for motors with heavy-duty starting, Class CC |  | 3 | 25.28 |  |  | 21 | 51 |  |  | 4021267315696 | 10 | 38 | 10 |  | 2.8 | 0.000 | 0.000 | 0.000 | 0.000 | 0.000 | 85361050 | 004 Deutschland | Yes | 27142002 | 27142002 | EC002704 | EC002704 | EC002704 | EC002704 | EC002704 | https://pim.woehner.de/en/produkte/31569000.html
31574000B | 31574 | D0 switch-disconnector-fuse, for 3-pole busbar system |  | connection bottom | 12, 15, 20, 25, 30 x 5, 10 and section busbars |  |  | D0 switch-disconnector-fuse, for 3-pole busbar system, for D01 and D02 fuses, 63 A / 3P, operator independent switching (snap-action mechanism), connection bottom | 60Classic | 1 | 78.50 |  |  | 01 | 42 |  |  | 4021267315740 | 27 | 80 | 200 | 7.0 | 33.0 | 0.081 | 0.000 | 1.107 |  | 0.000 | 85361050 | 061 Tschechien | Yes | 27142110 | 27142110 | EC000277 | EC000277 | EC000277 | EC000277 | EC000277 | https://pim.woehner.de/en/produkte/31574000B.html
31575000B | 31575 | D0 switch-disconnector-fuse, for 3-pole busbar system |  | connection bottom | 12, 15, 20, 25, 30 x 5, 10 and section busbars |  |  | D0 switch-disconnector-fuse, for 3-pole busbar system, for D01 and D02 fuses, with LED, 63 A / 3P, indication (LED) of a tripped fuse link, operator independent switching (snap-action mechanism), connection bottom | 60Classic | 1 | 82.13 |  |  | 01 | 42 |  |  | 4021267315757 | 27 | 80 | 200 | 7.0 | 33.0 | 0.081 | 0.000 | 1.107 |  | 0.000 | 85361050 | 061 Tschechien | Yes | 27142110 | 27142110 | EC000277 | EC000277 | EC000277 | EC000277 | EC000277 | https://pim.woehner.de/en/produkte/31575000B.html
31578000B | 31578 | D0 switch-disconnector-fuse, for 5-pole busbar system |  | connection bottom | 12, 15, 20, 25, 30 x 5, 10 and section busbars |  |  | D0 switch-disconnector-fuse, for 5-pole busbar system, for D01 and D02 fuses, 63 A / 3P, operator independent switching (snap-action mechanism), connection bottom | 60Classic | 1 | 79.26 |  |  | 01 | 42 |  |  | 4021267315788 | 27 | 80 | 200 | 7.0 | 33.0 | 0.081 | 0.000 | 1.107 |  | 0.000 | 85361050 | 061 Tschechien | Yes | 27142110 | 27142110 | EC000277 | EC000277 | EC000277 | EC000277 | EC000277 | https://pim.woehner.de/en/produkte/31578000B.html
31579000B | 31579 | D0 busbar mounted switch-disconnector-fuse, for 5-pole busbar system |  | connection bottom | 12, 15, 20, 25, 30 x 5, 10 and section busbars |  |  | D0 busbar mounted switch-disconnector-fuse, for 5-pole busbar system, for D01 and D02 fuses, with LED, 63 A / 3P, indication (LED) of a tripped fuse link, operator independent switching (snap-action mechanism), connection bottom | 60Classic | 1 | 82.13 |  |  | 01 | 42 |  |  | 4021267315795 | 27 | 80 | 200 | 7.0 | 33.0 | 0.081 | 0.000 | 1.107 |  | 0.000 | 85361050 | 061 Tschechien | Yes | 27142110 | 27142110 | EC000277 | EC000277 | EC000277 | EC000277 | EC000277 | https://pim.woehner.de/en/produkte/31579000B.html
31588000A | 31588 | D0 switch-disconnector-fuse, for 5-pole busbar system |  | connection bottom | 12, 20, 30 x 5, 10 |  |  | D0 switch-disconnector-fuse, for 5-pole busbar system, for D01 and D02 fuses, for busbar systems 250 A, 400 A and 630 A of company Hensel, 63 A / 3P, operator independent switching (snap-action mechanism), connection bottom | 60Classic | 1 | 79.26 |  |  | 01 | 42 |  |  | 4021267315887 | 27 | 80 | 200 | 7.0 | 33.0 | 0.081 | 0.000 | 1.107 |  | 0.000 | 85361050 | 061 Tschechien | Yes | 27142110 | 27142110 | EC000277 | EC000277 | EC000277 | EC000277 | EC000277 | https://pim.woehner.de/en/produkte/31588000A.html
31660000A | 31660 | switch-disconnector-fuse |  | connection bottom |  |  |  | switch-disconnector-fuse, for D01 and D02 fuses, 35 A / 3P, operator independent switching (snap-action mechanism), connection bottom | CrossBoard® 125A / 250A, CrossBoard® 800 A | 1 | 72.00 |  |  | 01 | 51 | x |  | 4021267316600 | 22.5 | 100 | 184 |  | 33.0 | 0.103 | 0.000 | 3.700 | 0.020 | 0.000 | 85361050 | 004 Deutschland | Yes | 27142110 | 27142110 | EC000277 | EC000277 | EC000277 | EC000277 | EC000277 | https://pim.woehner.de/en/produkte/31660000A.html
31662000A | 31662 | switch-disconnector-fuse |  | connection bottom |  |  |  | switch-disconnector-fuse, for fuses 10x38 IEC 60269-2, 3P, operator independent switching (snap-action mechanism), connection bottom | CrossBoard® 125A / 250A, CrossBoard® 800 A | 1 | 74.00 |  |  | 01 | 52 | x |  | 4021267316624 | 22.5 | 100 | 184 |  | 33.0 | 0.102 | 0.000 | 3.700 | 0.020 | 0.000 | 85361050 | 004 Deutschland | Yes | 27371401 | 27371401 | EC001040 | EC001040 | EC001040 | EC001040 | EC001040 | https://pim.woehner.de/en/produkte/31662000A.html
31664000A | 31664 | switch-disconnector-fuse |  | connection bottom |  |  |  | switch-disconnector-fuse, for fuses Class CC UL 248-4, 3P, operator independent switching (snap-action mechanism), connection bottom | CrossBoard® 125A / 250A, CrossBoard® 800 A | 1 | 83.00 |  |  | 01 | 53 | x |  | 4021267316648 | 22.5 | 100 | 184 |  | 33.0 | 0.101 | 0.000 | 3.700 | 0.020 | 0.000 | 85361050 | 004 Deutschland | Yes | 27371401 | 27371401 | EC001040 | EC001040 | EC001040 | EC001040 | EC001040 | https://pim.woehner.de/en/produkte/31664000A.html
31901000 | 31901 | side-mounted module |  |  |  | PowerLiner |  | side-mounted module, for PowerLiner | 60Classic | 5 | 7.98 |  |  | 01 | 36 |  |  | 4021267319014 | 9 | 70 | 195 | 0.0 | 6.1 | 0.000 | 0.000 | 0.000 | 0.000 | 0.000 | 85389099 | 004 Deutschland | No | 27142190 | 27142190 | EC002936 | EC002936 | EC002936 | EC002936 | EC002936 | https://pim.woehner.de/en/produkte/31901000.html
31902000 | 31902 | reducer D02 for D01 fuses 2 - 16 A |  |  |  | APS, SEL, SPL |  | reducer D02 for D01 fuses 2 - 16 A, for APS, SEL, SPL | 60Classic | 20 | 1.50 |  |  | 01 | 36 |  |  | 4021267319021 |  |  |  | 0.0 | 0.1 | 0.000 | 0.000 | 0.000 |  |  | 85389099 | 004 Deutschland | Yes | 27142190 | 27142190 | EC002936 | EC002936 | EC002936 | EC002936 | EC002936 | https://pim.woehner.de/en/produkte/31902000.html
31903000 | 31903 | pilot switch | [5 empty] | pilot switch, changeover 250 V AC / 5 A, 30 V DC / 4 A | 60Classic | 1 | 8.74 |  |  | 01 | 36 |  |  | 4021267319038 |  |  |  | 0.0 | 0.7 | 0.000 | 0.000 | 0.000 |  | 0.000 | 85389099 | 004 Deutschland | Yes | 27142190 | 27142190 | EC002936 | EC002936 | EC002936 | EC002936 | EC002936 | https://pim.woehner.de/en/produkte/31903000.html
31904000 | 31904 | locking cap D02 version -utility- | [5 empty] | locking cap D02 version -utility-, 400 V, E 18 |  | 36 | 50.42 |  |  | 22 | 05 |  |  | 4021267319045 |  |  |  | 0.0 | 1.1 | 0.000 | 0.000 | 0.000 |  | 0.000 | 85361050 | 004 Deutschland | Yes | 27142115 | 27142115 | EC001643 | EC001643 | EC001643 | EC001643 | EC001643 | https://pim.woehner.de/en/produkte/31904000.html
31907000 | 31907 | key for locking cap | [5 empty] | key for locking cap, utility version for D and D0 |  | 1 | 22.42 |  |  | 22 | 05 |  |  | 4021267319076 |  |  |  | 0.0 | 3.6 | 0.000 | 0.000 | 0.000 |  | 0.000 | 85361050 | 004 Deutschland | Yes | 27142190 | 27142190 | EC002936 | EC002936 | EC002936 | EC002936 | EC002936 | https://pim.woehner.de/en/produkte/31907000.html
31910000 | 31910 | locking cap D02 version -industry- | [5 empty] | locking cap D02 version -industry-, 400 V, E 18 |  | 36 | 50.42 |  |  | 22 | 05 |  |  | 4021267319106 |  |  |  | 0.0 | 1.1 | 0.000 | 0.000 | 0.000 |  | 0.000 | 85361050 | 004 Deutschland | Yes | 27142115 | 27142115 | EC001643 | EC001643 | EC001643 | EC001643 | EC001643 | https://pim.woehner.de/en/produkte/31910000.html
31911000 | 31911 | locking cap DII version -industry- | [5 empty] | locking cap DII version -industry-, 500 V, E 27 |  | 20 | 54.65 |  |  | 22 | 05 |  |  | 4021267319113 |  |  |  | 0.0 | 1.7 | 0.000 | 0.000 | 0.000 |  | 0.000 | 85361050 | 004 Deutschland | Yes | 27142114 | 27142114 | EC000093 | EC000093 | EC000093 | EC000093 | EC000093 | https://pim.woehner.de/en/produkte/31911000.html
31912000 | 31912 | locking cap DIII version -industry- | [5 empty] | locking cap DIII version -industry-, 500 V, E 33 |  | 10 | 69.71 |  |  | 22 | 05 |  |  | 4021267319120 |  |  |  | 0.0 | 2.6 | 0.000 | 0.000 | 0.000 |  | 0.000 | 85361050 | 004 Deutschland | Yes | 27142114 | 27142114 | EC000093 | EC000093 | EC000093 | EC000093 | EC000093 | https://pim.woehner.de/en/produkte/31912000.html
31913000 | 31913 | key for locking cap | [5 empty] | key for locking cap, industry version D and D0 |  | 1 | 22.42 |  |  | 22 | 05 |  |  | 4021267319137 |  |  |  | 0.0 | 3.6 | 0.000 | 0.000 | 0.000 |  | 0.000 | 85361050 | 004 Deutschland | Yes | 27142190 | 27142190 | EC002936 | EC002936 | EC002936 | EC002936 | EC002936 | https://pim.woehner.de/en/produkte/31913000.html
31914000A | 31914 | 9 mm side module for 31574 and 31575 | [5 empty] | 9 mm side module for 31574 and 31575, for 3-pole system | 60Classic | 5 | 7.98 |  |  | 01 | 36 |  |  | 4021267319144 | 9 | 95 | 200 | 0.0 | 6.1 | 0.000 | 0.000 | 0.000 | 0.000 | 0.000 | 85389099 | 004 Deutschland | Yes | 27142190 | 27142190 | EC002936 | EC002936 | EC002936 | EC002936 | EC002936 | https://pim.woehner.de/en/produkte/31914000A.html
31915000A | 31915 | 9 mm side module for 31578 and 31579 | [5 empty] | 9 mm side module for 31578 and 31579, for 5-pole system | 60Classic | 5 | 7.98 |  |  | 01 | 36 |  |  | 4021267319151 | 9 | 46 | 195 | 0.0 | 6.1 | 0.000 | 0.000 | 0.000 | 0.000 | 0.000 | 85389099 | 004 Deutschland | Yes | 27142190 | 27142190 | EC002936 | EC002936 | EC002936 | EC002936 | EC002936 | https://pim.woehner.de/en/produkte/31915000A.html
31918000 | 31918 | D-fuse base, busbar mounted, 42mm |  |  | 12, 15, 20, 25, 30 x 5, 10 and section busbars |  |  | D-fuse base, busbar mounted, 42mm, gauge ring, E 27 / 3P, sonstiges | 60Classic | 10 | 16.39 |  |  | 01 | 15 |  |  | 4021267319182 | 42 | 43 | 200 | 1.2 | 23.3 | 0.028 | 0.037 | 0.000 |  | 0.000 | 85361050 | 061 Tschechien | Yes | 27142103 | 27142103 | EC000094 | EC000094 | EC000094 | EC000094 | EC000094 | https://pim.woehner.de/en/produkte/31918000.html
31919000 | 31919 | D-fuse base, busbar mounted, 57mm |  |  | 12, 15, 20, 25, 30 x 5, 10 and section busbars |  |  | D-fuse base, busbar mounted, 57mm, gauge ring, E 33 / 3P, sonstiges | 60Classic | 10 | 22.13 |  |  | 01 | 21 |  |  | 4021267319199 | 57 | 43 | 200 | 10.0 | 32.0 | 0.028 | 0.060 | 0.000 |  | 0.000 | 85361050 | 061 Tschechien | Yes | 27142103 | 27142103 | EC000094 | EC000094 | EC000094 | EC000094 | EC000094 | https://pim.woehner.de/en/produkte/31919000.html
31920000 | 31920 | holder for cylindrical fuses | [5 empty] | holder for cylindrical fuses, Class J / 1P, box terminal 50 mm², 60 A / 600 V (27x60), for mounting rail | Panel | 6 | 42.64 |  |  | 16 | 06 |  |  | 4021267319205 | 40 | 82 | 118 | 1.3 | 18.2 | 0.040 | 0.000 | 0.268 | 0.036 | 0.001 | 85361050 | 061 Tschechien | Yes | 27142190 | 27142190 | EC002705 | EC002705 | EC002705 | EC002705 | EC002705 | https://pim.woehner.de/en/produkte/31920000.html
31921000 | 31921 | holder for cylindrical fuses | [5 empty] | holder for cylindrical fuses, Class J / 2P, box terminal 50 mm², 60 A / 600 V (27x60), for mounting rail | Panel | 3 | 85.40 |  |  | 16 | 06 |  |  | 4021267319212 | 80 | 82 | 118 | 2.6 | 37.0 | 0.079 | 0.000 | 0.536 | 0.080 | 0.003 | 85361050 | 061 Tschechien | Yes | 27142190 | 27142190 | EC002705 | EC002705 | EC002705 | EC002705 | EC002705 | https://pim.woehner.de/en/produkte/31921000.html
31922000 | 31922 | holder for cylindrical fuses | [5 empty] | holder for cylindrical fuses, Class J / 3P, box terminal 50 mm², 60 A / 600 V (27x60), for mounting rail | Panel | 2 | 134.27 |  |  | 16 | 06 |  |  | 4021267319229 | 120 | 82 | 118 | 3.9 | 55.9 | 0.118 | 0.000 | 0.804 | 0.114 | 0.004 | 85361050 | 061 Tschechien | Yes | 27142190 | 27142190 | EC002705 | EC002705 | EC002705 | EC002705 | EC002705 | https://pim.woehner.de/en/produkte/31922000.html
31923000 | 31923 | holder for cylindrical fuses, with LED | [5 empty] | holder for cylindrical fuses, with LED, Class J / 1P, box terminal 50 mm², 60 A / 600 V (27x60), for mounting rail | Panel | 6 | 50.91 |  |  | 16 | 06 |  |  | 4021267319236 | 40 | 82 | 118 | 1.3 | 18.2 | 0.040 | 0.000 | 0.268 | 0.036 | 0.001 | 85361050 | 061 Tschechien | Yes | 27142190 | 27142190 | EC002705 | EC002705 | EC002705 | EC002705 | EC002705 | https://pim.woehner.de/en/produkte/31923000.html
31924000 | 31924 | holder for cylindrical fuses, with LED | [5 empty] | holder for cylindrical fuses, with LED, Class J / 2P, box terminal 50 mm², 60 A / 600 V (27x60), for mounting rail | Panel | 3 | 106.91 |  |  | 16 | 06 |  |  | 4021267319243 | 80 | 82 | 118 | 2.6 | 37.0 | 0.079 | 0.000 | 0.536 | 0.080 | 0.003 | 85361050 | 061 Tschechien | Yes | 27142190 | 27142190 | EC002705 | EC002705 | EC002705 | EC002705 | EC002705 | https://pim.woehner.de/en/produkte/31924000.html
31925000 | 31925 | holder for cylindrical fuses, with LED | [5 empty] | holder for cylindrical fuses, with LED, Class J / 3P, box terminal 50 mm², 60 A / 600 V (27x60), for mounting rail | Panel | 2 | 152.85 |  |  | 16 | 06 |  |  | 4021267319250 | 120 | 82 | 118 | 3.9 | 55.9 | 0.118 | 0.000 | 0.804 | 0.114 | 0.004 | 85361050 | 061 Tschechien | Yes | 27142190 | 27142190 | EC002705 | EC002705 | EC002705 | EC002705 | EC002705 | https://pim.woehner.de/en/produkte/31925000.html
31929000 | 31929 | holder for cylindrical fuses, with LED | [5 empty] | holder for cylindrical fuses, with LED, Class CC / 1P, 30 A / 12 - 72 V, indication (LED) of a tripped fuse link, for mounting rail | Panel | 12 | 18.32 |  |  | 17 | 07 |  |  | 4021267319298 | 18 | 58 | 81 | 0.3 | 6.2 | 0.006 | 0.000 | 0.006 | 0.032 | 0.000 | 85361050 | 004 Deutschland | Yes | 27142190 | 27142190 | EC002705 | EC002705 | EC002705 | EC002705 | EC002705 | https://pim.woehner.de/en/produkte/31929000.html
31930000 | 31930 | holder for cylindrical fuses | [5 empty] | holder for cylindrical fuses, 10 x 38 / 1P / LED, 32 A / 12 - 72 V, for mounting rail | Panel | 12 | 14.25 |  |  | 17 | 06 |  |  | 4021267319304 | 18 | 58 | 81 | 0.3 | 5.7 | 0.006 | 0.000 | 0.006 | 0.032 | 0.000 | 85361050 | 004 Deutschland | Yes | 27142190 | 27142190 | EC002705 | EC002705 | EC002705 | EC002705 | EC002705 | https://pim.woehner.de/en/produkte/31930000.html
31932000 | 31932 | holder for cylindrical fuses, with LED | [5 empty] | holder for cylindrical fuses, with LED, Class J / 1P, box terminal 50 mm², 30 A / 600 V (21x57), for mounting rail | Panel | 6 | 47.52 |  |  | 16 | 03 |  |  | 4021267319328 | 36 | 69 | 115 | 0.2 | 15.8 | 0.024 | 0.000 | 0.028 | 0.027 | 0.001 | 85361050 | 061 Tschechien | Yes | 27142190 | 27142190 | EC002705 | EC002705 | EC002705 | EC002705 | EC002705 | https://pim.woehner.de/en/produkte/31932000.html
31933000 | 31933 | holder for cylindrical fuses, with LED | [5 empty] | holder for cylindrical fuses, with LED, Class J / 2P, box terminal 50 mm², 30 A / 600 V (21x57), for mounting rail | Panel | 3 | 95.08 |  |  | 16 | 03 |  |  | 4021267319335 | 72 | 69 | 115 | 0.4 | 32.2 | 0.048 | 0.000 | 0.056 | 0.054 | 0.003 | 85361050 | 061 Tschechien | Yes | 27142190 | 27142190 | EC002705 | EC002705 | EC002705 | EC002705 | EC002705 | https://pim.woehner.de/en/produkte/31933000.html
31934000 | 31934 | holder for cylindrical fuses, with LED | [5 empty] | holder for cylindrical fuses, with LED, Class J / 3P, box terminal 50 mm², 30 A / 600 V (21x57), for mounting rail | Panel | 2 | 142.59 |  |  | 16 | 03 |  |  | 4021267319342 | 108 | 69 | 115 | 0.6 | 48.6 | 0.072 | 0.000 | 0.084 | 0.087 | 0.004 | 85361050 | 061 Tschechien | Yes | 27142190 | 27142190 | EC002705 | EC002705 | EC002705 | EC002705 | EC002705 | https://pim.woehner.de/en/produkte/31934000.html
31935000 | 31935 | D0-fuse base, busbar mounted, 27mm |  |  | 12, 15, 20, 25, 30 x 5, 10 and section busbars |  |  | D0-fuse base, busbar mounted, 27mm, E 18 / 63 A, touch protected, sonstiges | 60Classic | 8 | 18.99 |  |  | 01 | 03 |  |  | 4021267319359 | 27 | 35 | 200 | 5.9 | 14.4 | 0.000 | 0.025 | 0.000 |  | 0.000 | 85361050 | 004 Deutschland | Yes | 27142120 | 27142120 | EC001644 | EC001644 | EC001644 | EC001644 | EC001644 | https://pim.woehner.de/en/produkte/31935000.html
31936000 | 31936 | D0-fuse base, busbar mounted, 36mm |  |  | 12, 15, 20, 25, 30 x 5, 10 and section busbars |  |  | D0-fuse base, busbar mounted, 36mm, E 18 / 63 A, touch protected, sonstiges | 60Classic | 6 | 20.40 |  |  | 01 | 03 |  |  | 4021267319366 | 36 | 35 | 200 | 5.9 | 16.1 | 0.000 | 0.025 | 0.000 |  | 0.000 | 85361050 | 004 Deutschland | Yes | 27142120 | 27142120 | EC001644 | EC001644 | EC001644 | EC001644 | EC001644 | https://pim.woehner.de/en/produkte/31936000.html
31940000 | 31940 | holder for cylindrical fuses, with pilot switch | [5 empty] | holder for cylindrical fuses, with pilot switch, 14 x 51 / 1P, 50 A / 690 V, for fuse links with striker pin, for mounting rail | Panel | 6 | 37.08 |  |  | 17 | 09 |  |  | 4021267319403 | 27 | 69 | 124 | 0.9 | 11.6 | 0.012 | 0.000 | 0.015 | 0.021 | 0.000 | 85361050 | 061 Tschechien | Yes | 27142190 | 27142190 | EC002705 | EC002705 | EC002705 | EC002705 | EC002705 | https://pim.woehner.de/en/produkte/31940000.html
31941000 | 31941 | holder for cylindrical fuses, with pilot switch | [5 empty] | holder for cylindrical fuses, with pilot switch, 14 x 51 / 3P, 50 A / 690 V, for fuse links with striker pin, for mounting rail | Panel | 2 | 109.08 |  |  | 17 | 09 |  |  | 4021267319410 | 81 | 69 | 124 | 2.7 | 34.6 | 0.038 | 0.000 | 0.045 | 0.067 | 0.000 | 85361050 | 061 Tschechien | Yes | 27142190 | 27142190 | EC002705 | EC002705 | EC002705 | EC002705 | EC002705 | https://pim.woehner.de/en/produkte/31941000.html
31942000 | 31942 | holder for cylindrical fuses, with pilot switch | [5 empty] | holder for cylindrical fuses, with pilot switch, 22 x 58 / 1P, 100 A / 690 V, for fuse links with striker pin, for mounting rail | Panel | 6 | 44.41 |  |  | 17 | 12 |  |  | 4021267319427 | 36 | 69 | 146 | 3.5 | 18.1 | 0.024 | 0.000 | 0.028 | 0.027 | 0.001 | 85361090 | 061 Tschechien | Yes | 27142190 | 27142190 | EC002705 | EC002705 | EC002705 | EC002705 | EC002705 | https://pim.woehner.de/en/produkte/31942000.html
31943000 | 31943 | holder for cylindrical fuses, with pilot switch | [5 empty] | holder for cylindrical fuses, with pilot switch, 22 x 58 / 3P, 100 A / 690 V, for fuse links with striker pin, for mounting rail | Panel | 2 | 111.84 |  |  | 17 | 12 |  |  | 4021267319434 | 108 | 69 | 146 | 10.5 | 54.1 | 0.072 | 0.000 | 0.084 | 0.087 | 0.004 | 85361090 | 061 Tschechien | Yes | 27142190 | 27142190 | EC002705 | EC002705 | EC002705 | EC002705 | EC002705 | https://pim.woehner.de/en/produkte/31943000.html
31946000 | 31946 | D-fuse base, busbar mounted, 42mm |  |  | 12, 15, 20, 25, 30 x 5, 10 and section busbars |  |  | D-fuse base, busbar mounted, 42mm, touch protected, gauge ring, E 27 / 3P, sonstiges | 60Classic | 8 | 20.69 |  |  | 01 | 15 |  |  | 4021267319465 | 42 | 43 | 200 | 1.2 | 29.7 | 0.028 | 0.037 | 0.000 |  | 0.000 | 85361050 | 061 Tschechien | No | 27142103 | 27142103 | EC000094 | EC000094 | EC000094 | EC000094 | EC000094 | https://pim.woehner.de/en/produkte/31946000.html
31947000 | 31947 | D-fuse base, busbar mounted, 57mm |  |  | 12, 15, 20, 25, 30 x 5, 10 and section busbars |  |  | D-fuse base, busbar mounted, 57mm, touch protected, gauge ring, E 33 / 3P, sonstiges | 60Classic | 6 | 27.13 |  |  | 01 | 21 |  |  | 4021267319472 | 57 | 43 | 200 | 10.0 | 39.8 | 0.028 | 0.060 | 0.000 |  | 0.000 | 85361050 | 061 Tschechien | No | 27142103 | 27142103 | EC000094 | EC000094 | EC000094 | EC000094 | EC000094 | https://pim.woehner.de/en/produkte/31947000.html
31950000 | 31950 | D-fuse base, busbar mounted, 42mm |  |  | 12, 15, 20, 25, 30 x 5, 10 and section busbars |  |  | D-fuse base, busbar mounted, 42mm, touch protected, screw-in gauge ring, E 27 / 3P, sonstiges | 60Classic | 8 | 23.13 |  |  | 01 | 09 |  |  | 4021267319502 | 42 | 43 | 200 | 1.2 | 28.7 | 0.019 | 0.037 | 0.000 |  | 0.000 | 85361050 | 061 Tschechien | No | 27142103 | 27142103 | EC000094 | EC000094 | EC000094 | EC000094 | EC000094 | https://pim.woehner.de/en/produkte/31950000.html
31951000 | 31951 | D-fuse base, busbar mounted, 57mm |  |  | 12, 15, 20, 25, 30 x 5, 10 and section busbars |  |  | D-fuse base, busbar mounted, 57mm, touch protected, screw-in gauge ring, E 33 / 3P, sonstiges | 60Classic | 6 | 29.05 |  |  | 01 | 27 |  |  | 4021267319519 | 57 | 43 | 200 | 10.0 | 38.7 | 0.019 | 0.060 | 0.000 |  | 0.000 | 85361050 | 061 Tschechien | No | 27142103 | 27142103 | EC000094 | EC000094 | EC000094 | EC000094 | EC000094 | https://pim.woehner.de/en/produkte/31951000.html
31954000 | 31954 | busbar mounted fuse holder |  |  | 12, 15, 20, 25, 30 x 5, 10 and section busbars |  |  | busbar mounted fuse holder, for fuses 10x38 IEC 60269-2, 10 x 38 / 3P | 60Classic | 4 | 54.83 |  |  | 01 | 46 |  |  | 4021267319540 | 27 | 104 | 200 | 1.0 | 18.5 | 0.032 | 0.000 | 0.348 |  | 0.000 | 85361050 | 061 Tschechien | Yes | 27142190 | 27142190 | EC002705 | EC002705 | EC002705 | EC002705 | EC002705 | https://pim.woehner.de/en/produkte/31954000.html
31955000 | 31955 | busbar mounted fuse holder, with LED |  |  | 12, 15, 20, 25, 30 x 5, 10 and section busbars |  |  | busbar mounted fuse holder, with LED, for fuses 10x38 IEC 60269-2, with LED 110 - 690 V AC / DC, 10 x 38 / 3P, indication (LED) of a tripped fuse link | 60Classic | 4 | 72.59 |  |  | 01 | 46 |  |  | 4021267319557 | 27 | 104 | 200 | 1.0 | 18.7 | 0.032 | 0.000 | 0.348 |  | 0.000 | 85361050 | 061 Tschechien | Yes | 27142190 | 27142190 | EC002705 | EC002705 | EC002705 | EC002705 | EC002705 | https://pim.woehner.de/en/produkte/31955000.html
31957000 | 31957 | holder for cylindrical fuses, with pilot switch | [5 empty] | holder for cylindrical fuses, with pilot switch, 22 x 58 / 2P, 100 A / 690 V, for fuse links with striker pin, for mounting rail | Panel | 3 | 115.88 |  |  | 17 | 12 |  |  | 4021267319571 | 72 | 69 | 146 | 7.0 | 36.6 | 0.048 | 0.000 | 0.056 | 0.054 | 0.003 | 85361090 | 061 Tschechien | Yes | 27142190 | 27142190 | EC002705 | EC002705 | EC002705 | EC002705 | EC002705 | https://pim.woehner.de/en/produkte/31957000.html
31958000 | 31958 | busbar mounted fuse holder |  |  | 12, 15, 20, 25, 30 x 5, 10 and section busbars |  |  | busbar mounted fuse holder, for fuses Class CC UL 248-4, Class CC / 3P | 60Classic | 4 | 66.43 |  |  | 01 | 47 |  |  | 4021267319588 | 27 | 104 | 200 | 1.8 | 18.6 | 0.032 | 0.000 | 0.348 |  | 0.000 | 85361050 | 061 Tschechien | Yes | 27142121 | 27142121 | EC002705 | EC002705 | EC002705 | EC002705 | EC002705 | https://pim.woehner.de/en/produkte/31958000.html
31959000 | 31959 | busbar mounted fuse holder, with LED |  |  | 12, 15, 20, 25, 30 x 5, 10 and section busbars |  |  | busbar mounted fuse holder, with LED, for fuses Class CC UL 248-4, with LED 110 - 690 V AC / DC, Class CC / 3P, indication (LED) of a tripped fuse link | 60Classic | 4 | 83.67 |  |  | 01 | 47 |  |  | 4021267319595 | 27 | 104 | 200 | 1.8 | 18.8 | 0.032 | 0.000 | 0.348 |  | 0.000 | 85361050 | 061 Tschechien | Yes | 27142121 | 27142121 | EC002705 | EC002705 | EC002705 | EC002705 | EC002705 | https://pim.woehner.de/en/produkte/31959000.html
31961000 | 31961 | busbar mounted fuse holder |  |  | 12, 15, 20, 25, 30 x 5, 10 and section busbars |  |  | busbar mounted fuse holder, for fuses 10x38 IEC 60269-2, 10 x 38 / 2P | 60Classic | 6 | 36.91 |  |  | 01 | 46 |  |  | 4021267319618 | 27 | 63 | 140 | 0.7 | 12.2 | 0.022 | 0.000 | 0.232 |  | 0.000 | 85361050 | 061 Tschechien | Yes | 27142190 | 27142190 | EC002705 | EC002705 | EC002705 | EC002705 | EC002705 | https://pim.woehner.de/en/produkte/31961000.html
31963000 | 31963 | busbar mounted fuse holder |  |  | 12, 15, 20, 25, 30 x 5, 10 and section busbars |  |  | busbar mounted fuse holder, for fuses 10x38 IEC 60269-2, 10 x 38 / 4P | 60Classic | 4 | 83.08 |  |  | 01 | 46 |  |  | 4021267319632 | 27 | 63 | 260 | 1.0 | 25.2 | 0.052 | 0.000 | 0.464 |  | 0.000 | 85361050 | 061 Tschechien | Yes | 27142190 | 27142190 | EC002705 | EC002705 | EC002705 | EC002705 | EC002705 | https://pim.woehner.de/en/produkte/31963000.html
31964000 | 31964 | busbar mounted fuse holder, with LED |  |  | 12, 15, 20, 25, 30 x 5, 10 and section busbars |  |  | busbar mounted fuse holder, with LED, for fuses 10x38 IEC 60269-2, with LED 110 - 690 V AC / DC, 10 x 38 / 4P, indication (LED) of a tripped fuse link | 60Classic | 4 | 99.99 |  |  | 01 | 46 |  |  | 4021267319649 | 27 | 104 | 200 | 1.0 | 25.2 | 0.052 | 0.000 | 0.464 |  | 0.000 | 85361050 | 061 Tschechien | Yes | 27142190 | 27142190 | EC002705 | EC002705 | EC002705 | EC002705 | EC002705 | https://pim.woehner.de/en/produkte/31964000.html
31968000 | 31968 | busbar mounted fuse holder Class J |  | connection bottom | 12, 15, 20, 25, 30 x 5, 10 and section busbars |  |  | busbar mounted fuse holder Class J, for fuse links Class J 1 - 30 A (21x57), with LED, 3P, complete solution based on busbar adapter, connection bottom | 60Classic | 1 | 194.99 |  |  | 16 | 21 |  |  | 4021267319687 | 108 | 145 | 200 | 3.0 | 110.0 | 0.167 | 0.000 | 0.084 |  | 0.000 | 85361090 | 004 Deutschland | Yes | 27142190 | 27142190 | EC002705 | EC002705 | EC002705 | EC002705 | EC002705 | https://pim.woehner.de/en/produkte/31968000.html
31970000 | 31970 | busbar mounted fuse holder Class J |  | connection bottom | 12, 15, 20, 25, 30 x 5, 10 and section busbars |  |  | busbar mounted fuse holder Class J, for fuse links Class J 35 - 60 A (27x60), with LED, 3P, complete solution based on busbar adapter, connection bottom | 60Classic | 1 | 221.08 |  |  | 16 | 24 |  |  | 4021267319700 | 126 | 157 | 200 | 10.7 | 131.0 | 0.340 | 0.000 | 0.804 |  | 0.000 | 85361090 | 004 Deutschland | Yes | 27142190 | 27142190 | EC002705 | EC002705 | EC002705 | EC002705 | EC002705 | https://pim.woehner.de/en/produkte/31970000.html
31971000 | 31971 | holder for cylindrical fuses | [5 empty] | holder for cylindrical fuses, 10x38 / 1P, 30 A / 1000 V DC, for mounting rail | Panel | 12 | 7.78 |  |  | 17 | 06 |  |  | 4021267319717 | 18 | 58 | 81 | 0.3 | 5.2 | 0.006 | 0.000 | 0.006 | 0.032 | 0.000 | 85361050 | 004 Deutschland | Yes | 27142190 | 27142190 | EC002705 | EC002705 | EC002705 | EC002705 | EC002705 | https://pim.woehner.de/en/produkte/31971000.html
31972000 | 31972 | holder for cylindrical fuses, with pilot switch | [5 empty] | holder for cylindrical fuses, with pilot switch, 14 x 51 / 2P, 50 A / 690 V, for fuse links with striker pin, for mounting rail | Panel | 3 | 89.77 |  |  | 17 | 09 |  |  | 4021267319724 | 54 | 69 | 124 | 1.8 | 23.5 | 0.025 | 0.000 | 0.030 | 0.045 | 0.000 | 85361050 | 061 Tschechien | Yes | 27142190 | 27142190 | EC002705 | EC002705 | EC002705 | EC002705 | EC002705 | https://pim.woehner.de/en/produkte/31972000.html
31973000 | 31973 | holder for cylindrical fuses | [5 empty] | holder for cylindrical fuses, 10x38 / 1P / LED, 30 A / 1000 V DC, indication (LED) of a tripped fuse link, for mounting rail | Panel | 12 | 13.76 |  |  | 17 | 06 |  |  | 4021267319731 | 18 | 58 | 81 | 0.3 | 5.7 | 0.006 | 0.000 | 0.006 | 0.032 | 0.000 | 85361050 | 004 Deutschland | Yes | 27142190 | 27142190 | EC002705 | EC002705 | EC002705 | EC002705 | EC002705 | https://pim.woehner.de/en/produkte/31973000.html
31974000 | 31974 | holder for cylindrical fuses | [5 empty] | holder for cylindrical fuses, 10x38 / 2P, 30 A / 1000 V DC, for mounting rail | Panel | 6 | 15.69 |  |  | 17 | 06 |  |  | 4021267319748 | 36 | 58 | 81 | 0.6 | 10.3 | 0.011 | 0.000 | 0.012 | 0.063 | 0.000 | 85361050 | 004 Deutschland | Yes | 27142190 | 27142190 | EC002705 | EC002705 | EC002705 | EC002705 | EC002705 | https://pim.woehner.de/en/produkte/31974000.html
31976000A | 31976 | pilot switch | [5 empty] | pilot switch, changeover 250 V AC / 5 A, 30 V DC / 4 A | 60Classic | 1 | 8.74 |  |  | 01 | 36 |  |  | 4021267319762 |  |  |  | 0.0 | 0.7 | 0.000 | 0.000 | 0.000 |  | 0.000 | 85389099 | 004 Deutschland | Yes | 27142190 | 27142190 | EC002936 | EC002936 | EC002936 | EC002936 | EC002936 | https://pim.woehner.de/en/produkte/31976000A.html
32001000 | 32001 | busbar adapter 160 A |  |  | 30, 40, 50, 60 x 10 |  |  | busbar adapter 160 A, 108 x 315 | 100Energy | 1 | 184.99 |  |  | 05 | 45 |  | x | 4021267320010 | 108 | 49 | 315 | 17.7 | 87.7 | 0.172 | 0.008 | 0.000 |  | 0.000 | 85369095 | 004 Deutschland | Yes | 27370304 | 27370304 | EC001531 | EC001531 | EC001531 | EC001531 | EC001531 | https://pim.woehner.de/en/produkte/32001000.html
32004000 | 32004 | busbar adapter 630 A |  |  | 12, 15, 20, 25, 30 x 5, 10 and section busbars |  |  | busbar adapter 630 A, connection screws M12 (top / bottom), 184 x 320 | 60Classic | 1 | 165.19 |  |  | 05 | 42 |  |  | 4021267320041 | 184 | 68 | 320 | 31.5 | 278.0 | 0.952 | 0.052 | 0.000 |  | 0.000 | 85369095 | 004 Deutschland | Yes | 27370304 | 27370304 | EC001531 | EC001531 | EC001531 | EC001531 | EC001531 | https://pim.woehner.de/en/produkte/32004000.html
32010000AC | 32010 | busbar adapter 400 A, 3-pole |  | connection to the system top | 12, 15, 20, 25, 30 x 5, 10 and section busbars | Schneider Electric NSX 400 |  | busbar adapter 400 A, 3-pole, with laminated copper (top), 140 x 300, phase distance 44 - 48 mm, connection to the system top, for Schneider Electric NSX 400 | 60Classic | 1 | 216.74 |  |  | 05 | 42 | x |  | 4021267320102 | 140 | 45 | 300 | 17.9 | 254.0 | 1.294 | 0.000 | 0.000 |  | 0.000 | 85369095 | 720 China | Yes | 27370304 | 27370304 | EC001531 | EC001531 | EC001531 | EC001531 | EC001531 | https://pim.woehner.de/en/produkte/32010000AC.html
32012000AC | 32012 | busbar adapter 400 A, 3-pole |  | connection to the system bottom | 12, 15, 20, 25, 30 x 5, 10 and section busbars | Schneider Electric NSX 400 |  | busbar adapter 400 A, 3-pole, with laminated copper (bottom), 140 x 300, phase distance 44 - 48 mm, connection to the system bottom, for Schneider Electric NSX 400 | 60Classic | 1 | 217.11 |  |  | 05 | 42 | x |  | 4021267320126 | 140 | 45 | 300 | 17.9 | 254.0 | 1.294 | 0.000 | 0.000 |  | 0.000 | 85369095 | 720 China | Yes | 27370304 | 27370304 | EC001531 | EC001531 | EC001531 | EC001531 | EC001531 | https://pim.woehner.de/en/produkte/32012000AC.html
32015000AC | 32015 | busbar adapter 630 A, 3-pole |  | connection to the system top | 12, 15, 20, 25, 30 x 5, 10 and section busbars | ABB T5, XT5 / Eaton NZM3 / Schneider Electric NSX630 / Siemens 3VA23, 3VA24 |  | busbar adapter 630 A, 3-pole, with laminated copper (top), 140 x 300, phase distance 44 - 48 mm, connection to the system top, for ABB T5, XT5 / Eaton NZM3 / Schneider Electric NSX630 / Siemens 3VA23, 3VA24 | 60Classic | 1 | 302.06 |  |  | 05 | 42 | x |  | 4021267320157 | 140 | 45 | 300 | 50.0 | 293.0 | 1.942 | 0.000 | 0.000 |  | 0.000 | 85369095 | 720 China | Yes | 27370304 | 27370304 | EC001531 | EC001531 | EC001531 | EC001531 | EC001531 | https://pim.woehner.de/en/produkte/32015000AC.html
32017000A | 32017 | busbar adapter 250 A, 3-pole |  | connection to the system top or bottom | 12, 15, 20, 25, 30 x 5, 10 and section busbars | Siemens 3VA12, 3VA20, 3VA21, 3VA22, 3VA52, 3VA61, 3VA62 |  | busbar adapter 250 A, 3-pole, 105 x 240, connection to the system top or bottom, for Siemens 3VA12, 3VA20, 3VA21, 3VA22, 3VA52, 3VA61, 3VA62 | 60Classic | 1 | 110.85 |  |  | 05 | 36 |  |  | 4021267320171 | 105 | 35 | 240 | 18.0 | 102.0 | 0.455 | 0.000 | 0.000 |  | 0.000 | 85369095 | 004 Deutschland | Yes | 27370304 | 27370304 | EC001531 | EC001531 | EC001531 | EC001531 | EC001531 | https://pim.woehner.de/en/produkte/32017000A.html
32018000A | 32018 | busbar adapter 160 A, 3-pole |  | connection to the system top | 12, 15, 20, 25, 30 x 5, 10 and section busbars | ABB Tmax T1, XT1, XT2, Allen-Bradley 140G-G, 140G-H |  | busbar adapter 160 A, 3-pole, 90 x 200, connection to the system top, for ABB Tmax T1, XT1, XT2, Allen-Bradley 140G-G, 140G-H, the circuit breaker must be equipped with box terminals | 60Classic | 1 | 120.46 |  |  | 05 | 30 |  |  | 4021267320188 | 90 | 66 | 200 | 12.0 | 81.0 | 0.397 | 0.000 | 0.375 |  | 0.000 | 85369095 | 004 Deutschland | No | 27370304 | 27370304 | EC001531 | EC001531 | EC001531 | EC001531 | EC001531 | https://pim.woehner.de/en/produkte/32018000A.html
32019000AC | 32019 | busbar adapter 560 A, 3-pole |  | connection to the system bottom | 12, 15, 20, 25, 30 x 5, 10 and section busbars | ABB T5, XT5 / Eaton NZM3 / Schneider Electric NSX630 / Siemens 3VA23, 3VA24 |  | busbar adapter 560 A, 3-pole, with laminated copper (bottom), 140 x 300, phase distance 44 - 48 mm, connection to the system bottom, for ABB T5, XT5 / Eaton NZM3 / Schneider Electric NSX630 / Siemens 3VA23, 3VA24 | 60Classic | 1 | 307.29 |  |  | 05 | 42 | x |  | 4021267320195 | 140 | 52 | 300 | 32.8 | 345.8 | 1.942 | 0.000 | 0.000 |  | 0.000 | 85369095 | 720 China | Yes | 27370304 | 27370304 | EC001531 | EC001531 | EC001531 | EC001531 | EC001531 | https://pim.woehner.de/en/produkte/32019000AC.html
32020000A | 32020 | busbar adapter 160 A, 3-pole |  | connection to the system bottom | 12, 15, 20, 25, 30 x 5, 10 and section busbars | ABB Tmax T1, XT1, XT2, Allen-Bradley 140G-G, 140G-H |  | busbar adapter 160 A, 3-pole, 90 x 200, connection to the system bottom, for ABB Tmax T1, XT1, XT2, Allen-Bradley 140G-G, 140G-H | 60Classic | 1 | 122.01 |  |  | 05 | 30 |  |  | 4021267320201 | 90 | 26 | 200 | 12.0 | 81.0 | 0.397 | 0.000 | 0.375 |  | 0.000 | 85369095 | 004 Deutschland | No | 27370304 | 27370304 | EC001531 | EC001531 | EC001531 | EC001531 | EC001531 | https://pim.woehner.de/en/produkte/32020000A.html
32023000A | 32023 | busbar adapter 250 A, 3-pole |  | connection to the system top or bottom | 12, 15, 20, 25, 30 x 5, 10 and section busbars | ABB Tmax XT4, Allen-Bradley 140G-J |  | busbar adapter 250 A, 3-pole, 105 x 190, connection to the system top or bottom, for ABB Tmax XT4, Allen-Bradley 140G-J , the circuit breaker must be equipped with box terminals | 60Classic | 1 | 105.36 |  |  | 05 | 36 |  |  | 4021267320232 | 105 | 35 | 190 | 40.8 | 122.0 | 0.309 | 0.009 | 0.000 |  | 0.000 | 85369095 | 004 Deutschland | Yes | 27370304 | 27370304 | EC001531 | EC001531 | EC001531 | EC001531 | EC001531 | https://pim.woehner.de/en/produkte/32023000A.html
32026000A | 32026 | busbar adapter 100 A, 3-pole |  | connection to the system top | 12, 15, 20, 25, 30 x 5, 10 and section busbars | Eaton CCP-3-100CF, TCFH100N |  | busbar adapter 100 A, 3-pole, for circuit breaker Eaton CCP-3-100CF, TCFH100N, 81 x 200, with leads AWG 4 (25 mm²), connection to the system top, for Eaton CCP-3-100CF, TCFH100N | 60Classic | 2 | 76.58 |  |  | 05 | 28 | x |  | 4021267320263 | 81 | 68 | 200 | 7.2 | 66.0 | 0.183 | 0.000 | 0.000 |  | 0.000 | 85369095 | 004 Deutschland | Yes | 27370304 | 27370304 | EC001531 | EC001531 | EC001531 | EC001531 | EC001531 | https://pim.woehner.de/en/produkte/32026000A.html
32028000A | 32028 | busbar adapter 160 A, 3-pole |  | connection to the system top | 12, 15, 20, 25, 30 x 5, 10 and section busbars | Siemens 3VA10, 3VA11, 3VA50, 3VA51, HGG, LGG, NGG |  | busbar adapter 160 A, 3-pole, 90 x 200, connection to the system top, for Siemens 3VA10, 3VA11, 3VA50, 3VA51, HGG, LGG, NGG | 60Classic | 1 | 122.01 |  |  | 05 | 30 |  |  | 4021267320287 | 90 | 26 | 200 | 12.0 | 81.0 | 0.397 | 0.000 | 0.375 |  | 0.000 | 85369095 | 004 Deutschland | No | 27370304 | 27370304 | EC001531 | EC001531 | EC001531 | EC001531 | EC001531 | https://pim.woehner.de/en/produkte/32028000A.html
32029000A | 32029 | busbar adapter 80 A |  |  | 12, 15, 20, 25, 30 x 5, 10 and section busbars |  |  | busbar adapter 80 A, for circuit breaker Siemens HGG, LGG, NGG, 81 x 200, with leads AWG 4 (25 mm²), with metal plate | 60Classic | 2 | 80.81 |  |  | 05 | 27 |  |  | 4021267320294 | 81 | 58 | 200 | 7.2 | 66.0 | 0.181 | 0.000 | 0.000 |  | 0.000 | 85369095 | 004 Deutschland | Yes | 27370304 | 27370304 | EC001531 | EC001531 | EC001531 | EC001531 | EC001531 | https://pim.woehner.de/en/produkte/32029000A.html
32030000A | 32030 | busbar adapter 125 A, 3-pole |  | connection to the system bottom | 12, 15, 20, 25, 30 x 5, 10 and section busbars | Siemens 3VA10, 3VA11, 3VA50, 3VA51, HGG, LGG, NGG |  | busbar adapter 125 A, 3-pole, 90 x 200, connection to the system bottom, for Siemens 3VA10, 3VA11, 3VA50, 3VA51, HGG, LGG, NGG | 60Classic | 1 | 120.83 |  |  | 05 | 30 |  |  | 4021267320300 | 90 | 26 | 200 | 12.0 | 81.0 | 0.398 | 0.000 | 0.375 |  | 0.000 | 85369095 | 004 Deutschland | No | 27370304 | 27370304 | EC001531 | EC001531 | EC001531 | EC001531 | EC001531 | https://pim.woehner.de/en/produkte/32030000A.html
32031000A | 32031 | busbar adapter 590 A, 3-pole |  | connection to the system top or bottom | 12, 15, 20, 25, 30 x 5, 10 and section busbars | Siemens 3VA13, 3VA14, 3VA23, 3VA24, 3VA53, 3VA54, 3VA63, 3VA64 |  | busbar adapter 590 A, 3-pole, 140 x 300, connection to the system top or bottom, for Siemens 3VA13, 3VA14, 3VA23, 3VA24, 3VA53, 3VA54, 3VA63, 3VA64 | 60Classic | 1 | 193.22 |  |  | 05 | 42 |  |  | 4021267320317 | 140 | 35 | 300 | 75.0 | 250.0 | 1.563 | 0.00744 | 0.000 |  | 0.000 | 85369095 | 004 Deutschland | No | 27370304 | 27370304 | EC001531 | EC001531 | EC001531 | EC001531 | EC001531 | https://pim.woehner.de/en/produkte/32031000A.html
32033000A | 32033 | busbar adapter 590 A, 4-pole | N on left side | connection to the system top | 12, 15, 20, 25, 30 x 5, 10 and section busbars | Siemens 3VA13, 3VA14, 3VA23, 3VA24, 3VA53, 3VA54, 3VA63, 3VA64 |  | busbar adapter 590 A, 4-pole, 185 x 300, N on left side, connection to the system top, for Siemens 3VA13, 3VA14, 3VA23, 3VA24, 3VA53, 3VA54, 3VA63, 3VA64 | 60Classic | 1 | 289.68 |  |  | 05 | 42 |  |  | 4021267320331 | 185 | 35 | 300 |  | 350.0 | 2.279 | 0.00558 | 0.000 |  | 0.000 | 85369095 | 004 Deutschland | No | 27370304 | 27370304 | EC001531 | EC001531 | EC001531 | EC001531 | EC001531 | https://pim.woehner.de/en/produkte/32033000A.html
32034000A | 32034 | busbar adapter 115 A, 3-pole |  |  | 12, 15, 20, 25, 30 x 5, 10 and section busbars | Schneider Electric TeSys GV4 |  | busbar adapter 115 A, 3-pole, for Schneider Electric GV4, 81 x 200, with leads AWG 4 (25 mm²), top connection to the system, for Schneider Electric TeSys GV4 | 60Classic | 1 | 78.41 |  |  | 05 | 28 | x |  | 4021267320348 | 81 | 68 | 200 | 7.2 | 54.5 | 0.183 | 0.000 | 0.000 |  | 0.000 | 85369095 | 004 Deutschland | Yes | 27370304 | 27370304 | EC001531 | EC001531 | EC001531 | EC001531 | EC001531 | https://pim.woehner.de/en/produkte/32034000A.html
32036000A | 32036 | busbar adapter 32 A |  |  | 12, 15, 20, 25, 30 x 5, 10 and section busbars | Siemens S00, S0 |  | busbar adapter 32 A, 44 x 200, with plug-in connection 3RV29 (Siemens), for Siemens S00, S0 | 60Classic | 4 | 53.80 |  |  | 05 | 21 | x |  | 4021267320362 | 45 | 80 | 200 | 2.5 | 26.5 | 0.035 | 0.000 | 0.096 |  | 0.000 | 85369095 | 004 Deutschland | Yes | 27370304 | 27370304 | EC001531 | EC001531 | EC001531 | EC001531 | EC001531 | https://pim.woehner.de/en/produkte/32036000A.html
32037000A | 32037 | busbar adapter 32 A |  |  | 12, 15, 20, 25, 30 x 5, 10 and section busbars | Siemens S00, S0 |  | busbar adapter 32 A, 45 x 260, with plug-in connection 3RV29 (Siemens), for Siemens S00, S0 | 60Classic | 4 | 58.25 |  |  | 05 | 21 | x |  | 4021267320379 | 45 | 80 | 260 | 2.5 | 30.6 | 0.035 | 0.000 | 0.096 |  | 0.000 | 85369095 | 004 Deutschland | Yes | 27370304 | 27370304 | EC001531 | EC001531 | EC001531 | EC001531 | EC001531 | https://pim.woehner.de/en/produkte/32037000A.html
32050000A | 32050 | busbar adapter 250 A, 3-pole |  | connection to the system top or bottom | 12, 15, 20, 25, 30 x 5, 10 and section busbars | Eaton PDG2 |  | busbar adapter 250 A, 3-pole, 105 x 240, connection to the system top or bottom, for Eaton PDG2 | 60Classic | 1 | 166.69 |  |  | 05 | 36 | x |  | 4021267320508 | 105 | 35 | 240 | 18.0 | 102.0 | 0.455 | 0.000 | 0.000 |  | 0.000 | 85369095 | 004 Deutschland | Yes | 27370304 | 27370304 | EC001531 | EC001531 | EC001531 | EC001531 | EC001531 | https://pim.woehner.de/en/produkte/32050000A.html
32060000 | 32060 | adapter 25 A, 1 mounting rail | [5 empty] | adapter 25 A, 1 mounting rail, 45 x 182 | 60Classic | 4 | 23.56 |  |  | 05 | 21 |  | x | 4021267320607 | 45 | 60 | 182 |  | 19.4 | 0.028 | 0.000 | 0.000 |  | 0.000 | 85369095 | 004 Deutschland | No | 27370304 | 27370304 | EC001531 | EC001531 | EC001531 | EC001531 | EC001531 | https://pim.woehner.de/en/produkte/32060000.html
32064000A | 32064 | busbar adapter 650 A, 3-pole |  | connection to the system top or bottom | 12, 15, 20, 25, 30 x 10 and section busbars | ABB Tmax T6, Allen-Bradley 140G-M, Siemens 3RV1083 |  | busbar adapter 650 A, 3-pole, 238 x 300, connection to the system top or bottom, for ABB Tmax T6, Allen-Bradley 140G-M, Siemens 3RV1083 | 60Classic | 1 | 292.98 |  |  | 05 | 42 |  |  | 4021267320645 | 238 | 61 | 300 | 63.0 | 285.6 | 1.641 | 0.020 | 9.416 |  | 0.000 | 85369095 | 004 Deutschland | Yes | 27370304 | 27370304 | EC001531 | EC001531 | EC001531 | EC001531 | EC001531 | https://pim.woehner.de/en/produkte/32064000A.html
32067000A | 32067 | busbar adapter 250 A, 4-pole | N on left side | connection to the system top | 12, 15, 20, 25, 30 x 5, 10 and section busbars | Siemens 3VA12, 3VA20, 3VA21, 3VA22, 3VA61, 3VA62 |  | busbar adapter 250 A, 4-pole, 140 x 270, N on left side, connection to the system top, for Siemens 3VA12, 3VA20, 3VA21, 3VA22, 3VA61, 3VA62 | 60Classic | 1 | 158.15 |  |  | 05 | 36 |  |  | 4021267320676 | 140 | 35 | 270 | 12.6 | 153.0 | 0.614 | 0.000 | 0.000 |  | 0.000 | 85369095 | 004 Deutschland | Yes | 27370304 | 27370304 | EC001531 | EC001531 | EC001531 | EC001531 | EC001531 | https://pim.woehner.de/en/produkte/32067000A.html
32068000A | 32068 | busbar adapter 160 A, 3-pole |  | connection to the system top | 12, 15, 20, 25, 30 x 5, 10 and section busbars | Schneider Electric NSXm160, NG125, PowerPact B125 |  | busbar adapter 160 A, 3-pole, 90 x 200, connection to the system top, for Schneider Electric NSXm160, NG125, PowerPact B125 | 60Classic | 1 | 123.39 |  |  | 05 | 30 |  |  | 4021267320683 | 90 | 66 | 200 | 12.0 | 81.0 | 0.398 | 0.000 | 0.375 |  | 0.000 | 85369095 | 004 Deutschland | No | 27370304 | 27370304 | EC001531 | EC001531 | EC001531 | EC001531 | EC001531 | https://pim.woehner.de/en/produkte/32068000A.html
32070000AC | 32070 | busbar adapter 250 A, 3-pole |  | connection to the system top | 12, 15, 20, 25, 30 x 5, 10 and section busbars | ABB T3, T4, XT3, XT4 / Eaton NZM2 / Schneider Electric NSX 250 / Siemens 3VA12, 3VA20, 3VA21, 3VA22 |  | busbar adapter 250 A, 3-pole, with laminated copper (top), with UL approval, 105 x 200, phase distance 35 mm, connection to the system top, for ABB T3, T4, XT3, XT4 / Eaton NZM2 / Schneider Electric NSX 250 / Siemens 3VA12, 3VA20, 3VA21, 3VA22 | 60Classic | 1 | 97.93 |  |  | 05 | 36 | x |  | 4021267320706 | 105 | 35 | 200 | 34.6 | 87.4 | 0.410 | 0.000 | 0.000 |  | 0.000 | 85369095 | 720 China | Yes | 27370304 | 27370304 | EC001531 | EC001531 | EC001531 | EC001531 | EC001531 | https://pim.woehner.de/en/produkte/32070000AC.html
32071000AC | 32071 | busbar adapter 250 A, 3-pole |  | connection to the system bottom | 12, 15, 20, 25, 30 x 5, 10 and section busbars | ABB T3, T4, XT3, XT4 / Eaton NZM2 / Schneider Electric NSX 250 / Siemens 3VA12, 3VA20, 3VA21, 3VA22 |  | busbar adapter 250 A, 3-pole, with laminated copper (bottom), with UL approval, 105 x 200, phase distance 35 mm, connection to the system bottom, for ABB T3, T4, XT3, XT4 / Eaton NZM2 / Schneider Electric NSX 250 / Siemens 3VA12, 3VA20, 3VA21, 3VA22 | 60Classic | 1 | 98.89 |  |  | 05 | 36 | x |  | 4021267320713 | 105 | 35 | 200 | 34.6 | 164.0 | 0.393 | 0.000 | 0.000 |  | 0.000 | 85369095 | 720 China | Yes | 27370304 | 27370304 | EC001531 | EC001531 | EC001531 | EC001531 | EC001531 | https://pim.woehner.de/en/produkte/32071000AC.html
32072000B | 32072 | busbar adapter 250 A, 3-pole |  | connection to the system top | 12, 15, 20, 25, 30 x 5, 10 and section busbars | ABB T3, T4, XT3, XT4 / Eaton NZM2 / Schneider Electric NSX 250 / Siemens 3VA12, 3VA20, 3VA21, 3VA22 |  | busbar adapter 250 A, 3-pole, with laminated copper (top), 105 x 200, phase distance 35 mm, connection to the system top, for ABB T3, T4, XT3, XT4 / Eaton NZM2 / Schneider Electric NSX 250 / Siemens 3VA12, 3VA20, 3VA21, 3VA22 | 60Classic | 1 | 83.80 |  |  | 05 | 36 | x |  | 4021267320720 | 105 | 35 | 200 | 16.5 | 75.0 | 0.404 | 0.000 | 0.000 |  | 0.000 | 85369095 | 720 China | Yes | 27370304 | 27370304 | EC001531 | EC001531 | EC001531 | EC001531 | EC001531 | https://pim.woehner.de/en/produkte/32072000B.html
32073000B | 32073 | busbar adapter 250 A, 3-pole |  | connection to the system bottom | 12, 15, 20, 25, 30 x 5, 10 and section busbars | ABB T3, T4, XT3, XT4 / Eaton NZM2 / Schneider Electric NSX 250 / Siemens 3VA12, 3VA20, 3VA21, 3VA22 |  | busbar adapter 250 A, 3-pole, with laminated copper (bottom), 140 x 260, phase distance 35 mm, connection to the system bottom, for ABB T3, T4, XT3, XT4 / Eaton NZM2 / Schneider Electric NSX 250 / Siemens 3VA12, 3VA20, 3VA21, 3VA22 | 60Classic | 1 | 101.04 |  |  | 05 | 36 | x |  | 4021267320737 | 105 | 35 | 200 | 16.5 | 75.0 | 0.404 | 0.000 | 0.000 |  | 0.000 | 85369095 | 720 China | Yes | 27370304 | 27370304 | EC001531 | EC001531 | EC001531 | EC001531 | EC001531 | https://pim.woehner.de/en/produkte/32073000B.html
32074000B | 32074 | busbar adapter 250 A, 4-pole | N on right side | connection to the system top | 12, 15, 20, 25, 30 x 5, 10 and section busbars | ABB T3, T4, XT3, XT4 / Eaton NZM2 / Schneider Electric NSX 250 / Siemens 3VA12, 3VA20, 3VA21, 3VA22 |  | busbar adapter 250 A, 4-pole, with laminated copper (top), 140 x 260, phase distance 35 mm, N on right side, connection to the system top, for ABB T3, T4, XT3, XT4 / Eaton NZM2 / Schneider Electric NSX 250 / Siemens 3VA12, 3VA20, 3VA21, 3VA22 | 60Classic | 1 | 132.38 |  |  | 05 | 36 | x |  | 4021267320744 | 140 | 35 | 260 | 24.8 | 115.5 | 0.594 | 0.000 | 0.000 |  | 0.000 | 85369095 | 720 China | Yes | 27370304 | 27370304 | EC001531 | EC001531 | EC001531 | EC001531 | EC001531 | https://pim.woehner.de/en/produkte/32074000B.html
32088000AC | 32088 | busbar adapter 160 A, 3-pole |  | connection to the system top | 12, 15, 20, 25, 30 x 5, 10 and section busbars | ABB T2, XT2 / Eaton NZM1 |  | busbar adapter 160 A, 3-pole, with laminated copper (top), with UL approval, 90 x 220, phase distance 30 mm, connection to the system top, for ABB T2, XT2 / Eaton NZM1 | 60Classic | 1 | 88.45 |  |  | 05 | 30 | x |  | 4021267320881 | 90 | 35 | 220 | 16.6 | 70.8 | 0.156 | 0.000 | 0.000 |  | 0.000 | 85369095 | 720 China | Yes | 27370304 | 27370304 | EC001531 | EC001531 | EC001531 | EC001531 | EC001531 | https://pim.woehner.de/en/produkte/32088000AC.html
32089000AC | 32089 | busbar adapter 160 A, 3-pole |  | connection to the system bottom | 12, 15, 20, 25, 30 x 5, 10 and section busbars | ABB T2, XT2 / Eaton NZM1 |  | busbar adapter 160 A, 3-pole, with laminated copper (bottom), with UL appoval, 90 x 220, phase distance 30 mm, connection to the system bottom, for ABB T2, XT2 / Eaton NZM1 | 60Classic | 1 | 91.33 |  |  | 05 | 30 | x |  | 4021267320898 | 90 | 35 | 220 | 16.6 | 70.8 | 0.000 | 0.000 | 0.000 |  | 0.000 | 85369095 | 720 China | Yes | 27370304 | 27370304 | EC001531 | EC001531 | EC001531 | EC001531 | EC001531 | https://pim.woehner.de/en/produkte/32089000AC.html
32092000AC | 32092 | busbar adapter 160 A, 3-pole |  | connection to the system top | 12, 15, 20, 25, 30 x 5, 10 and section busbars | ABB T2, XT2 / Eaton NZM1 |  | busbar adapter 160 A, 3-pole, with laminated copper (top), 90 x 220, phase distance 30 mm, connection to the system top, for ABB T2, XT2 / Eaton NZM1 | 60Classic | 1 | 71.04 |  |  | 05 | 30 | x |  | 4021267320928 | 90 | 35 | 220 | 12.0 | 65.8 | 0.237 | 0.000 | 0.000 |  | 0.000 | 85369095 | 720 China | Yes | 27370304 | 27370304 | EC001531 | EC001531 | EC001531 | EC001531 | EC001531 | https://pim.woehner.de/en/produkte/32092000AC.html
32093000AC | 32093 | busbar adapter 160 A, 3-pole |  | connection to the system bottom | 12, 15, 20, 25, 30 x 5, 10 and section busbars | ABB T2, XT2 / Eaton NZM1 |  | busbar adapter 160 A, 3-pole, with laminated copper (bottom), 90 x 220, phase distance 30 mm, connection to the system bottom, for ABB T2, XT2 / Eaton NZM1 | 60Classic | 1 | 70.89 |  |  | 05 | 30 | x |  | 4021267320935 | 90 | 35 | 220 | 12.0 | 65.8 | 0.167 | 0.000 | 0.000 |  | 0.000 | 85369095 | 720 China | Yes | 27370304 | 27370304 | EC001531 | EC001531 | EC001531 | EC001531 | EC001531 | https://pim.woehner.de/en/produkte/32093000AC.html
32094000AC | 32094 | busbar adapter 160 A, 4-pole | N on right side | connection to the system top | 12, 15, 20, 25, 30 x 5, 10 and section busbars | ABB T2, XT2 |  | busbar adapter 160 A, 4-pole, with laminated copper (top), 120 x 160, phase distance 30 mm, N on right side, connection to the system top, for ABB T2, XT2 | 60Classic | 1 | 99.94 |  |  | 05 | 30 | x |  | 4021267320942 | 120 | 35 | 260 | 18.3 | 100.8 | 0.355 | 0.000 | 0.000 |  | 0.000 | 85369095 | 720 China | Yes | 27370304 | 27370304 | EC001531 | EC001531 | EC001531 | EC001531 | EC001531 | https://pim.woehner.de/en/produkte/32094000AC.html
32097000AC | 32097 | busbar adapter 160 A, 3-pole |  | connection to the system top | 12, 15, 20, 25, 30 x 5, 10 and section busbars | ABB T1, XT1 / Schneider Electric NSXm160 / Siemens 3VA10, 3VA11 |  | busbar adapter 160 A, 3-pole, with laminated copper (top), 76 x 200, phase distance 25 mm, connection to the system top, for ABB T1, XT1 / Schneider Electric NSXm160 / Siemens 3VA10, 3VA11 | 60Classic | 1 | 81.62 |  |  | 05 | 30 | x |  | 4021267320973 | 76 | 35 | 220 | 12.0 | 60.4 | 0.286 | 0.000 | 0.000 |  | 0.000 | 85369095 | 720 China | Yes | 27370304 | 27370304 | EC001531 | EC001531 | EC001531 | EC001531 | EC001531 | https://pim.woehner.de/en/produkte/32097000AC.html
32098000AC | 32098 | busbar adapter 160 A, 3-polig |  | connection to the system bottom | 12, 15, 20, 25, 30 x 5, 10 and section busbars | ABB T1, XT1 / Schneider Electric NSXm160 / Siemens 3VA10, 3VA11 |  | busbar adapter 160 A, 3-polig, with laminated copper (bottom), 76 x 200, phase distance 25 mm, connection to the system bottom, for ABB T1, XT1 / Schneider Electric NSXm160 / Siemens 3VA10, 3VA11 | 60Classic | 1 | 82.57 |  |  | 05 | 30 | x |  | 4021267320980 | 76 | 35 | 220 | 12.0 | 60.4 | 0.286 | 0.000 | 0.000 |  | 0.000 | 85369095 | 720 China | Yes | 27370304 | 27370304 | EC001531 | EC001531 | EC001531 | EC001531 | EC001531 | https://pim.woehner.de/en/produkte/32098000AC.html
32099000AC | 32099 | busbar adapter 160 A, 4-pole | N on left side | connection to the system top | 12, 15, 20, 25, 30 x 5, 10 and section busbars | ABB T1, XT1 / Schneider Electric NSXm160 / Siemens 3VA10, 3VA11 |  | busbar adapter 160 A, 4-pole, with laminated copper (top), 100 x 260, phase distance 25 mm, N on left side, connection to the system top, for ABB T1, XT1 / Schneider Electric NSXm160 / Siemens 3VA10, 3VA11 | 60Classic | 1 | 131.01 |  |  | 05 | 30 | x |  | 4021267320997 | 100 | 35 | 260 | 18.3 | 104.0 | 0.421 | 0.000 | 0.000 |  | 0.000 | 85369095 | 720 China | Yes | 27370304 | 27370304 | EC001531 | EC001531 | EC001531 | EC001531 | EC001531 | https://pim.woehner.de/en/produkte/32099000AC.html
32100000AC | 32100 | busbar adapter 160 A, 4-pole | N on right side | connection to the system top | 12, 15, 20, 25, 30 x 5, 10 and section busbars | ABB T1, XT1 / Schneider Electric NSXm160 / Siemens 3VA10, 3VA11 |  | busbar adapter 160 A, 4-pole, with laminated copper (top), 100 x 260, phase distance 25 mm, N on right side, connection to the system top, for ABB T1, XT1 / Schneider Electric NSXm160 / Siemens 3VA10, 3VA11 | 60Classic | 1 | 131.01 |  |  | 05 | 30 | x |  | 4021267321000 | 100 | 35 | 260 | 18.3 | 104.0 | 0.421 | 0.000 | 0.000 |  | 0.000 | 85369095 | 720 China | Yes | 27370304 | 27370304 | EC001531 | EC001531 | EC001531 | EC001531 | EC001531 | https://pim.woehner.de/en/produkte/32100000AC.html
32106000AC | 32106 | busbar adapter 400 A, 4-pole | N on right side | connection to the system top | 12, 15, 20, 25, 30 x 5, 10 and section busbars |  |  | busbar adapter 400 A, 4-pole, with laminated copper (top), 140 x 300, phase distance 44 - 48 mm, N on right side, connection to the system top | 60Classic | 1 | 360.99 |  |  | 05 | 42 | x |  | 4021267321062 | 184 | 45 | 300 | 26.9 | 341.6 | 1.219 | 0.000 | 0.000 |  | 0.000 | 85369095 | 720 China | Yes | 27370304 | 27370304 | EC001531 | EC001531 | EC001531 | EC001531 | EC001531 | https://pim.woehner.de/en/produkte/32106000AC.html
32107000AC | 32107 | busbar adapter 400 A, 4-pole | N on left side | connection to the system top | 12, 15, 20, 25, 30 x 5, 10 and section busbars | Schneider Electric NSX 400 |  | busbar adapter 400 A, 4-pole, with laminated copper (top), 184 x 300, phase distance 44 - 48 mm, N on left side, connection to the system top, for Schneider Electric NSX 400 | 60Classic | 1 | 302.44 |  |  | 05 | 42 | x |  | 4021267321079 | 184 | 45 | 300 |  | 305.0 | 1.859 | 0.000 | 0.000 |  | 0.000 | 85369095 | 720 China | Yes | 27370304 | 27370304 | EC001531 | EC001531 | EC001531 | EC001531 | EC001531 | https://pim.woehner.de/en/produkte/32107000AC.html
32111000AC | 32111 | busbar adapter 250 A, 4-pole | N on right side | connection to the system bottom | 12, 15, 20, 25, 30 x 5, 10 and section busbars | Siemens 3VL3 |  | busbar adapter 250 A, 4-pole, with laminated copper (bottom), 184 x 300, phase distance 44 - 48 mm, N on right side, connection to the system bottom, for Siemens 3VL3 | 60Classic | 1 | 383.30 |  |  | 05 | 42 | x |  | 4021267321116 | 184 | 45 | 300 | 9.7 | 66.0 | 0.237 | 0.004 | 0.000 |  | 0.000 | 85369095 | 720 China | Yes | 27370304 | 27370304 | EC001531 | EC001531 | EC001531 | EC001531 | EC001531 | https://pim.woehner.de/en/produkte/32111000AC.html
32112000AC | 32112 | busbar adapter 400 A, 4-pole | N on left side | connection to the system bottom | 12, 15, 20, 25, 30 x 5, 10 and section busbars | Schneider Electric NSX 400 |  | busbar adapter 400 A, 4-pole, with laminated copper (bottom), 140 x 300, phase distance 44 - 48 mm, N on left side, connection to the system bottom, for Schneider Electric NSX 400 | 60Classic | 1 | 312.12 |  |  | 05 | 42 | x |  | 4021267321123 | 184 | 45 | 300 | 26.9 | 341.6 | 1.219 | 0.000 | 0.000 |  | 0.000 | 85369095 | 720 China | Yes | 27370304 | 27370304 | EC001531 | EC001531 | EC001531 | EC001531 | EC001531 | https://pim.woehner.de/en/produkte/32112000AC.html
32113000AC | 32113 | busbar adapter 630 A, 4-pole | N on right side | connection to the system top | 12, 15, 20, 25, 30 x 5, 10 and section busbars |  |  | busbar adapter 630 A, 4-pole, with laminated copper (top), 184 x 300, phase distance 44 - 48 mm, N on right side, connection to the system top | 60Classic | 1 | 391.15 |  |  | 05 | 42 | x |  | 4021267321130 | 184 | 52 | 300 | 49.2 | 473.2 | 2.755 | 0.003 | 0.000 |  | 0.000 | 85369095 | 720 China | Yes | 27370304 | 27370304 | EC001531 | EC001531 | EC001531 | EC001531 | EC001531 | https://pim.woehner.de/en/produkte/32113000AC.html
32114000AC | 32114 | busbar adapter 630 A, 4-pole | N on left side | connection to the system top | 12, 15, 20, 25, 30 x 5, 10 and section busbars | ABB T5, XT5 / Eaton NZM3 / Schneider Electric NSX630 / Siemens 3VA23, 3VA24 |  | busbar adapter 630 A, 4-pole, with laminated copper (top), 184 x 300, phase distance 44 - 48 mm, N on left side, connection to the system top, for ABB T5, XT5 / Eaton NZM3 / Schneider Electric NSX630 / Siemens 3VA23, 3VA24 | 60Classic | 1 | 391.15 |  |  | 05 | 42 | x |  | 4021267321147 | 184 | 52 | 300 | 49.2 | 473.2 | 2.755 | 0.003 | 0.000 |  | 0.000 | 85369095 | 720 China | Yes | 27370304 | 27370304 | EC001531 | EC001531 | EC001531 | EC001531 | EC001531 | https://pim.woehner.de/en/produkte/32114000AC.html
32115000AC | 32115 | busbar adapter 630 A, 4-pole | N on right side | connection to the system bottom | 12, 15, 20, 25, 30 x 5, 10 and section busbars |  |  | busbar adapter 630 A, 4-pole, with laminated copper (bottom), 184 x 300, phase distance 44 - 48 mm, N on right side, connection to the system bottom | 60Classic | 1 | 408.27 |  |  | 05 | 42 | x |  | 4021267321154 | 184 | 52 | 300 | 49.2 | 473.2 | 2.018 | 0.003 | 0.000 |  | 0.000 | 85369095 | 720 China | Yes | 27370304 | 27370304 | EC001531 | EC001531 | EC001531 | EC001531 | EC001531 | https://pim.woehner.de/en/produkte/32115000AC.html
32116000AC | 32116 | busbar adapter 630 A, 4-pole | N on left side | connection to the system bottom | 12, 15, 20, 25, 30 x 5, 10 and section busbars | ABB T5, XT5 / Eaton NZM3 / Schneider Electric NSX630 / Siemens 3VA23, 3VA24 |  | busbar adapter 630 A, 4-pole, with laminated copper (bottom), 184 x 300, phase distance 44 - 48 mm, N on left side, connection to the system bottom, for ABB T5, XT5 / Eaton NZM3 / Schneider Electric NSX630 / Siemens 3VA23, 3VA24 | 60Classic | 1 | 400.40 |  |  | 05 | 42 | x |  | 4021267321161 | 184 | 52 | 300 | 49.2 | 403.5 | 2.473 | 0.000 | 0.000 |  | 0.000 | 85369095 | 720 China | Yes | 27370304 | 27370304 | EC001531 | EC001531 | EC001531 | EC001531 | EC001531 | https://pim.woehner.de/en/produkte/32116000AC.html
32137000 | 32137 | busbar adapter 250 A, 3-pole |  | connection to the system top or bottom | 12, 15, 20, 25, 30 x 5, 10 and section busbars | Eaton JG |  | busbar adapter 250 A, 3-pole, 105 x 190, connection to the system top or bottom, for Eaton JG | 60Classic | 1 | 105.36 |  |  | 05 | 36 |  |  | 4021267321376 | 105 | 35 | 190 | 15.6 | 90.0 | 0.310 | 0.019 | 0.000 |  | 0.000 | 85369095 | 004 Deutschland | Yes | 27370304 | 27370304 | EC001531 | EC001531 | EC001531 | EC001531 | EC001531 | https://pim.woehner.de/en/produkte/32137000.html
32138000 | 32138 | busbar adapter 600 A, 3-pole |  | connection to the system top or bottom | 12, 15, 20, 25, 30 x 5, 10 and section busbars | Allen-Bradley 140M-L, 140U-K, 140U-L, Eaton PDG3 |  | busbar adapter 600 A, 3-pole, 140 x 270, connection to the system top or bottom, for Allen-Bradley 140M-L, 140U-K, 140U-L, Eaton PDG3 | 60Classic | 1 | 193.22 |  |  | 05 | 42 |  |  | 4021267321383 | 140 | 35 | 272 | 44.5 | 212.0 | 1.091 | 0.00372 | 0.000 |  | 0.000 | 85369095 | 004 Deutschland | Yes | 27370304 | 27370304 | EC001531 | EC001531 | EC001531 | EC001531 | EC001531 | https://pim.woehner.de/en/produkte/32138000.html
32140000 | 32140 | busbar adapter 250 A, 3-pole |  | connection to the system top or bottom | 12, 15, 20, 25, 30 x 5, 10 and section busbars | Eaton NZM2-XKR4O, NZM2-XKR4U |  | busbar adapter 250 A, 3-pole, 105 x 190, connection to the system top or bottom, for Eaton NZM2-XKR4O, NZM2-XKR4U | 60Classic | 1 | 104.49 |  |  | 05 | 36 |  |  | 4021267321406 | 105 | 35 | 190 | 15.6 | 90.1 | 0.322 | 0.018 | 0.000 |  | 0.000 | 85369095 | 004 Deutschland | Yes | 27370304 | 27370304 | EC001531 | EC001531 | EC001531 | EC001531 | EC001531 | https://pim.woehner.de/en/produkte/32140000.html
32145000A | 32145 | busbar adapter 250 A, 3-pole |  | connection to the system top or bottom | 12, 15, 20, 25, 30 x 5, 10 and section busbars | LS Electric UTS 250 |  | busbar adapter 250 A, 3-pole, connection to the system top or bottom, for LS Electric UTS 250 | 60Classic | 1 | 101.98 |  |  | 05 | 36 | x |  | 4021267321451 | 105 | 35 | 190 |  | 93.8 | 0.317 | 0.000 | 9.700 |  | 0.000 | 85369095 | 004 Deutschland | Yes | 27370304 | 27370304 | EC001531 | EC001531 | EC001531 | EC001531 | EC001531 | https://pim.woehner.de/en/produkte/32145000A.html
32146000 | 32146 | module PE/N |  |  | 12, 15, 20, 25, 30 x 5, 10 and section busbars |  |  | module PE/N, attachable to busbar adapter on both sides, 18 x 242 | 60Classic | 4 | 24.36 |  |  | 05 | 43 |  |  | 4021267321468 | 18 | 50 | 242 | 1.4 | 14.1 | 0.029 | 0.000 | 0.000 |  | 0.000 | 85369095 | 004 Deutschland | No | 27370304 | 27370304 | EC001531 | EC001531 | EC001531 | EC001531 | EC001531 | https://pim.woehner.de/en/produkte/32146000.html
32150000A | 32150 | busbar adapter 570 A, 3-pole |  | connection to the system top or bottom | 12, 15, 20, 25, 30 x 5, 10 and section busbars | Noark Ex9M3 |  | busbar adapter 570 A, 3-pole, 140 x 270, connection to the system top or bottom, for Noark Ex9M3 | 60Classic | 1 | 193.22 |  |  | 05 | 42 | x |  | 4021267321505 | 140 | 35 | 270 | 40.2 | 222.6 | 1.095 | 0.000 | 8.700 |  | 0.000 | 85369095 | 004 Deutschland | Yes | 27370304 | 27370304 | EC001531 | EC001531 | EC001531 | EC001531 | EC001531 | https://pim.woehner.de/en/produkte/32150000A.html
32151000A | 32151 | busbar adapter 520 A, 3-pole |  | connection to the system top or bottom | 12, 15, 20, 25, 30 x 5, 10 and section busbars | ABB SACE Tmax XT5 |  | busbar adapter 520 A, 3-pole, 140 x 300, connection to the system top or bottom, for ABB SACE Tmax XT5 | 60Classic | 1 | 225.54 |  |  | 05 | 42 | x |  | 4021267321512 | 140 | 35 | 300 | 75.0 | 249.6 | 1.500 | 0.000 | 3.700 |  | 0.000 | 85369095 | 004 Deutschland | No | 27370304 | 27370304 | EC001531 | EC001531 | EC001531 | EC001531 | EC001531 | https://pim.woehner.de/en/produkte/32151000A.html
32153000 | 32153 | adapter 80 A, 1 mounting rail | [5 empty] | adapter 80 A, 1 mounting rail, with terminals 16 mm² (top), 54 x 182 | 60Classic | 4 | 41.32 |  |  | 05 | 27 |  |  | 4021267321536 | 54 | 60 | 182 |  | 23.0 | 0.033 | 0.000 | 0.000 |  | 0.000 | 85369095 | 004 Deutschland | No | 27370304 | 27370304 | EC001531 | EC001531 | EC001531 | EC001531 | EC001531 | https://pim.woehner.de/en/produkte/32153000.html
32156000 | 32156 | busbar adapter 250 A, 3-pole |  | connection to the system top or bottom | 12, 15, 20, 25, 30 x 5, 10 and section busbars | Schneider Electric GV7, J250, NSX100, NSX160, NSX250 |  | busbar adapter 250 A, 3-pole, 105 x 190, connection to the system top or bottom, for Schneider Electric GV7, J250, NSX100, NSX160, NSX250 | 60Classic | 1 | 104.49 |  |  | 05 | 36 |  |  | 4021267321567 | 105 | 35 | 190 | 15.6 | 93.8 | 0.312 | 0.007 | 0.000 |  | 0.000 | 85369095 | 004 Deutschland | Yes | 27370304 | 27370304 | EC001531 | EC001531 | EC001531 | EC001531 | EC001531 | https://pim.woehner.de/en/produkte/32156000.html
32157000 | 32157 | busbar adapter 570 A, 3-pole |  | connection to the system top or bottom | 12, 15, 20, 25, 30 x 5, 10 and section busbars | Schneider Electric NS400, NS630, NSX400, NSX630 |  | busbar adapter 570 A, 3-pole, 140 x 270, connection to the system top or bottom, for Schneider Electric NS400, NS630, NSX400, NSX630 | 60Classic | 1 | 193.22 |  |  | 05 | 42 |  |  | 4021267321574 | 140 | 35 | 272 | 40.2 | 222.6 | 1.095 | 0.007 | 0.000 |  | 0.000 | 85369095 | 004 Deutschland | Yes | 27370304 | 27370304 | EC001531 | EC001531 | EC001531 | EC001531 | EC001531 | https://pim.woehner.de/en/produkte/32157000.html
32168000 | 32168 | busbar adapter 250 A |  | connection to the system top | 12, 15, 20, 25, 30 x 5, 10 and section busbars |  |  | busbar adapter 250 A, terminals 35 - 120 mm² at top, 110 x 320, connection to the system top | 60Classic | 1 | 83.35 |  |  | 05 | 36 |  |  | 4021267321680 | 110 | 101 | 320 | 34.6 | 160.4 | 0.348 | 0.040 | 0.000 |  | 0.000 | 85369095 | 004 Deutschland | Yes | 27370304 | 27370304 | EC001531 | EC001531 | EC001531 | EC001531 | EC001531 | https://pim.woehner.de/en/produkte/32168000.html
32169000A | 32169 | busbar adapter 250 A, 3-pole |  | connection to the system top or bottom | 12, 15, 20, 25, 30 x 5, 10 and section busbars | Noark Ex9M2 |  | busbar adapter 250 A, 3-pole, 105 x 190, connection to the system top or bottom, for Noark Ex9M2 | 60Classic | 1 | 101.98 |  |  | 05 | 36 | x |  | 4021267321697 | 105 | 35 | 190 |  | 93.8 | 0.317 | 0.000 | 8.700 |  | 0.000 | 85369095 | 004 Deutschland | Yes | 27370304 | 27370304 | EC001531 | EC001531 | EC001531 | EC001531 | EC001531 | https://pim.woehner.de/en/produkte/32169000A.html
32172000AC | 32172 | busbar adapter 160 A, 3-pole |  | connection to the system top | 12, 15, 20, 25, 30 x 5, 10 and section busbars | ABB T1, XT1 / Schneider Electric NSXm160 / Siemens 3VA10, 3VA11 |  | busbar adapter 160 A, 3-pole, with laminated copper (top), with UL approval, 76 x 200, phase distance 25 mm, connection to the system top, for ABB T1, XT1 / Schneider Electric NSXm160 / Siemens 3VA10, 3VA11 | 60Classic | 1 | 101.79 |  |  | 05 | 30 | x |  | 4021267321727 | 76 | 35 | 220 | 12.0 | 65.8 | 0.167 | 0.000 | 0.000 |  | 0.000 | 85369095 | 720 China | Yes | 27370304 | 27370304 | EC001531 | EC001531 | EC001531 | EC001531 | EC001531 | https://pim.woehner.de/en/produkte/32172000AC.html
32173000AC | 32173 | busbar adapter 160 A, 3-pole |  | connection to the system bottom | 12, 15, 20, 25, 30 x 5, 10 and section busbars | ABB T1, XT1 / Schneider Electric NSXm160 / Siemens 3VA10, 3VA11 |  | busbar adapter 160 A, 3-pole, with laminated copper (bottom), with UL approval, 76 x 200, phase distance 25 mm, connection to the system bottom, for ABB T1, XT1 / Schneider Electric NSXm160 / Siemens 3VA10, 3VA11 | 60Classic | 1 | 101.79 |  |  | 05 | 30 | x |  | 4021267321734 | 76 | 35 | 220 | 12.0 | 65.8 | 0.167 | 0.000 | 0.000 |  | 0.000 | 85369095 | 720 China | Yes | 27370304 | 27370304 | EC001531 | EC001531 | EC001531 | EC001531 | EC001531 | https://pim.woehner.de/en/produkte/32173000AC.html
32174000AC | 32174 | busbar adapter 160 A, 4-pole | N on left side | connection to the system top | 12, 15, 20, 25, 30 x 5, 10 and section busbars | ABB T1, XT1 / Schneider Electric NSXm160 / Siemens 3VA10, 3VA11 |  | busbar adapter 160 A, 4-pole, with laminated copper (top), with UL approval, 100 x 260, phase distance 25 mm, N on left side, connection to the system top, for ABB T1, XT1 / Schneider Electric NSXm160 / Siemens 3VA10, 3VA11 | 60Classic | 1 | 145.63 |  |  | 05 | 30 | x |  | 4021267321741 | 100 | 35 | 260 | 18.3 | 100.8 | 0.426 | 0.000 | 0.000 |  | 0.000 | 85369095 | 720 China | Yes | 27370304 | 27370304 | EC001531 | EC001531 | EC001531 | EC001531 | EC001531 | https://pim.woehner.de/en/produkte/32174000AC.html
32175000AC | 32175 | busbar adapter 160 A, 4-pole | N on left side | connection to the system bottom | 12, 15, 20, 25, 30 x 5, 10 and section busbars | ABB T1, XT1 / Schneider Electric NSXm160 / Siemens 3VA10, 3VA11 |  | busbar adapter 160 A, 4-pole, with laminated copper (bottom), with UL approval, 100 x 260, phase distance 25 mm, N on left side, connection to the system bottom, for ABB T1, XT1 / Schneider Electric NSXm160 / Siemens 3VA10, 3VA11 | 60Classic | 1 | 159.11 |  |  | 05 | 30 | x |  | 4021267321758 | 100 | 35 | 260 | 18.3 | 100.8 | 0.264 | 0.000 | 0.000 |  | 0.000 | 85369095 | 720 China | Yes | 27370304 | 27370304 | EC001531 | EC001531 | EC001531 | EC001531 | EC001531 | https://pim.woehner.de/en/produkte/32175000AC.html
32214000 | 32214 | busbar adapter 200 A |  | connection to the system top | 12, 15, 20, 25, 30 x 5, 10 and section busbars |  |  | busbar adapter 200 A, terminals 6 - 70 mm² at top, 108 x 222, connection to the system top | 60Classic | 1 | 74.38 |  |  | 05 | 36 |  |  | 4021267322144 | 108 | 39 | 222 | 16.6 | 84.2 | 0.156 | 0.027 | 0.000 |  | 0.000 | 85369095 | 004 Deutschland | Yes | 27370304 | 27370304 | EC001531 | EC001531 | EC001531 | EC001531 | EC001531 | https://pim.woehner.de/en/produkte/32214000.html
32215000 | 32215 | busbar adapter 200 A |  | connection to the system bottom | 12, 15, 20, 25, 30 x 5, 10 and section busbars |  |  | busbar adapter 200 A, terminals 6 - 70 mm² at bottom, 108 x 222, connection to the system bottom | 60Classic | 1 | 76.20 |  |  | 05 | 36 |  |  | 4021267322151 | 108 | 39 | 222 | 16.6 | 84.2 | 0.156 | 0.027 | 0.000 |  | 0.000 | 85369095 | 004 Deutschland | Yes | 27370304 | 27370304 | EC001531 | EC001531 | EC001531 | EC001531 | EC001531 | https://pim.woehner.de/en/produkte/32215000.html
32216000 | 32216 | busbar adapter 250 A |  | connection to the system bottom | 12, 15, 20, 25, 30 x 5, 10 and section busbars |  |  | busbar adapter 250 A, terminals 35 - 120 mm² at bottom, 110 x 320, connection to the system bottom | 60Classic | 1 | 83.35 |  |  | 05 | 36 |  |  | 4021267322168 | 110 | 51 | 320 |  | 164.0 | 0.348 | 0.040 | 0.000 |  | 0.000 | 85369095 | 004 Deutschland | Yes | 27370304 | 27370304 | EC001531 | EC001531 | EC001531 | EC001531 | EC001531 | https://pim.woehner.de/en/produkte/32216000.html
32220000AC | 32220 | busbar adapter 160 A, 4-pole | N on left side | connection to the system top | 12, 15, 20, 25, 30 x 5, 10 and section busbars | ABB T1, XT1 / Schneider Electric NSXm160 / Siemens 3VA10, 3VA11 |  | busbar adapter 160 A, 4-pole, with laminated copper (top), 120 x 260, phase distance 30 mm, N on left side, connection to the system top, for ABB T1, XT1 / Schneider Electric NSXm160 / Siemens 3VA10, 3VA11 | 60Classic | 1 | 99.94 |  |  | 05 | 30 | x |  | 4021267322205 | 120 | 35 | 260 | 18.3 | 100.8 | 0.355 | 0.000 | 0.000 |  | 0.000 | 85369095 | 720 China | Yes | 27370304 | 27370304 | EC001531 | EC001531 | EC001531 | EC001531 | EC001531 | https://pim.woehner.de/en/produkte/32220000AC.html
32222000AC | 32222 | busbar adapter 250 A, 4-pole | N on left side | connection to the system top | 12, 15, 20, 25, 30 x 5, 10 and section busbars | ABB T3, T4, XT3, XT4 / Eaton NZM2 / Schneider Electric NSX 250 / Siemens 3VA12, 3VA20, 3VA21, 3VA22 |  | busbar adapter 250 A, 4-pole, with laminated copper (top), 105 x 200, phase distance 35 mm, N on left side, connection to the system top, for ABB T3, T4, XT3, XT4 / Eaton NZM2 / Schneider Electric NSX 250 / Siemens 3VA12, 3VA20, 3VA21, 3VA22 | 60Classic | 1 | 132.38 |  |  | 05 | 36 | x |  | 4021267322229 | 140 | 35 | 260 | 24.8 | 115.5 | 0.594 | 0.000 | 0.000 |  | 0.000 | 85369095 | 720 China | Yes | 27370304 | 27370304 | EC001531 | EC001531 | EC001531 | EC001531 | EC001531 | https://pim.woehner.de/en/produkte/32222000AC.html
32277000A | 32277 | basic system adapter 2x 160 A |  |  | 30, 40, 60, 80, 100, 120 x 10 |  |  | basic system adapter 2x 160 A, with terminal clamps for busbar systems with protection modules, for CrossBoard® products | 185Power | 1 | 316.12 |  |  | 05 | 48 | x |  | 4021267322779 | 99 | 111 | 670 | 48.6 | 292.0 | 1.283 | 0.000 | 2.949 |  | 0.000 | 85369095 | 004 Deutschland | Yes | 27370304 | 27370304 | EC001531 | EC001531 | EC001531 | EC001531 | EC001531 | https://pim.woehner.de/en/produkte/32277000A.html
32278000A | 32278 | basic system adapter 2x 160 A |  |  | 30, 40, 60, 80, 100, 120 x 10 |  |  | basic system adapter 2x 160 A, for systems with drilled busbars, for CrossBoard® products | 185Power | 1 | 272.24 |  |  | 05 | 48 | x |  | 4021267322786 | 99 | 103 | 670 | 48.6 | 247.0 | 1.133 | 0.000 | 2.949 |  | 0.000 | 85369095 | 004 Deutschland | Yes | 27370304 | 27370304 | EC001531 | EC001531 | EC001531 | EC001531 | EC001531 | https://pim.woehner.de/en/produkte/32278000A.html
32300000A | 32300 | adapter 16 A | [5 empty] | adapter 16 A, phase L1, 1 fixed mounting rail, with leads AWG 14 (2.5 mm²), 18 x 160 | CrossBoard® 125A / 250A, CrossBoard® 800 A | 6 | 10.39 |  |  | 05 | 19 |  |  | 4021267323004 | 18 | 35 | 160 | 1.0 | 6.0 | 0.006 | 0.000 | 0.060 |  | 0.000 | 85369095 | 004 Deutschland | Yes | 27370304 | 27370304 | EC001531 | EC001531 | EC001531 | EC001531 | EC001531 | https://pim.woehner.de/en/produkte/32300000A.html
32301000A | 32301 | adapter 16 A | [5 empty] | adapter 16 A, phase L2, 1 fixed mounting rail, with leads AWG 14 (2.5 mm²), 18 x 160 | CrossBoard® 125A / 250A, CrossBoard® 800 A | 6 | 10.39 |  |  | 05 | 19 |  |  | 4021267323011 | 18 | 35 | 160 | 1.0 | 6.0 | 0.008 | 0.000 | 0.060 |  | 0.000 | 85369095 | 004 Deutschland | Yes | 27370304 | 27370304 | EC001531 | EC001531 | EC001531 | EC001531 | EC001531 | https://pim.woehner.de/en/produkte/32301000A.html
32302000A | 32302 | adapter 16 A | [5 empty] | adapter 16 A, phase L3, 1 fixed mounting rail, with leads AWG 14 (2.5 mm²), 18 x 160 | CrossBoard® 125A / 250A, CrossBoard® 800 A | 6 | 10.39 |  |  | 05 | 19 |  |  | 4021267323028 | 18 | 35 | 160 | 1.0 | 6.0 | 0.009 | 0.000 | 0.060 |  | 0.000 | 85369095 | 004 Deutschland | Yes | 27370304 | 27370304 | EC001531 | EC001531 | EC001531 | EC001531 | EC001531 | https://pim.woehner.de/en/produkte/32302000A.html
32307000A | 32307 | adapter 63 A | [5 empty] | adapter 63 A, phase L1, 1 fixed mounting rail, with leads AWG 8 (10 mm²), 18 x 160 | CrossBoard® 125A / 250A, CrossBoard® 800 A | 6 | 11.46 |  |  | 05 | 20 |  |  | 4021267323073 | 18 | 35 | 160 | 2.5 | 8.3 | 0.015 | 0.000 | 0.060 |  | 0.000 | 85369095 | 004 Deutschland | Yes | 27370304 | 27370304 | EC001531 | EC001531 | EC001531 | EC001531 | EC001531 | https://pim.woehner.de/en/produkte/32307000A.html
32308000A | 32308 | adapter 63 A | [5 empty] | adapter 63 A, phase L2, 1 fixed mounting rail, with leads AWG 8 (10 mm²), 18 x 160 | CrossBoard® 125A / 250A, CrossBoard® 800 A | 6 | 11.46 |  |  | 05 | 20 |  |  | 4021267323080 | 18 | 35 | 160 | 2.5 | 8.3 | 0.021 | 0.000 | 0.060 |  | 0.000 | 85369095 | 004 Deutschland | Yes | 27370304 | 27370304 | EC001531 | EC001531 | EC001531 | EC001531 | EC001531 | https://pim.woehner.de/en/produkte/32308000A.html
32309000A | 32309 | adapter 63 A | [5 empty] | adapter 63 A, phase L3, 1 fixed mounting rail, with leads AWG 8 (10 mm²), 18 x 160 | CrossBoard® 125A / 250A, CrossBoard® 800 A | 6 | 11.46 |  |  | 05 | 20 |  |  | 4021267323097 | 18 | 35 | 160 | 2.5 | 8.3 | 0.026 | 0.000 | 0.060 |  | 0.000 | 85369095 | 004 Deutschland | Yes | 27370304 | 27370304 | EC001531 | EC001531 | EC001531 | EC001531 | EC001531 | https://pim.woehner.de/en/produkte/32309000A.html
32311000A | 32311 | component support |  |  | 12, 15, 20, 25, 30 x 5, 10 and section busbars |  |  | component support, without electrical connection, 1 fixed mounting rail, 18 x 160 | CrossBoard® 125A / 250A, CrossBoard® 800 A | 6 | 7.91 |  |  | 05 | 17 |  |  | 4021267323110 | 18 | 35 | 160 | 0.0 | 5.0 | 0.000 | 0.000 | 0.000 |  | 0.000 | 85369095 | 004 Deutschland | Yes | 27370304 | 27370304 | EC001531 | EC001531 | EC001531 | EC001531 | EC001531 | https://pim.woehner.de/en/produkte/32311000A.html
32400000 | 32400 | busbar adapter 25 A |  |  | 12, 15, 20, 25, 30 x 5, 10 and section busbars |  |  | busbar adapter 25 A, 2 adjustable mounting rails, 45 x 200, with removable upper section and leads AWG 12 (4 mm²) | 60Classic | 4 | 44.86 |  |  | 05 | 22 |  |  | 4021267324001 | 45 | 75 | 200 | 2.6 | 42.7 | 0.047 | 0.000 | 0.000 |  | 0.000 | 85369095 | 004 Deutschland | Yes | 27370304 | 27370304 | EC001531 | EC001531 | EC001531 | EC001531 | EC001531 | https://pim.woehner.de/en/produkte/32400000.html
32401000 | 32401 | busbar adapter 16 A |  |  | 12, 15, 20, 25, 30 x 5, 10 and section busbars |  |  | busbar adapter 16 A, for direct starter Allen-Bradley 140M-RC2E, Eaton PKZM0, Siemens S00, Schneider Electric GV2 with spring terminals, 45 x 200, with removable upper section and leads AWG 12 (4 mm²) | 60Classic | 4 | 44.86 |  |  | 05 | 22 |  |  | 4021267324018 | 45 | 75 | 200 | 1.3 | 42.7 | 0.047 | 0.000 | 0.000 |  | 0.000 | 85369095 | 004 Deutschland | Yes | 27370304 | 27370304 | EC001531 | EC001531 | EC001531 | EC001531 | EC001531 | https://pim.woehner.de/en/produkte/32401000.html
32402000 | 32402 | busbar adapter 25 A |  |  | 12, 15, 20, 25, 30 x 5, 10 and section busbars |  |  | busbar adapter 25 A, 3-pole, 2 adjustable mounting rails, 45 x 260, with removable upper section and leads AWG 12 (4 mm²) | 60Classic | 4 | 51.04 |  |  | 05 | 22 |  |  | 4021267324025 | 45 | 75 | 260 | 2.6 | 45.0 | 0.047 | 0.000 | 0.000 |  | 0.000 | 85369095 | 004 Deutschland | Yes | 27370304 | 27370304 | EC001531 | EC001531 | EC001531 | EC001531 | EC001531 | https://pim.woehner.de/en/produkte/32402000.html
32404000 | 32404 | busbar adapter 32 A |  |  | 12, 15, 20, 25, 30 x 5, 10 and section busbars |  |  | busbar adapter 32 A, 3-pole, 2 adjustable mounting rails, 54 x 200, with removable upper section and leads AWG 10 (6 mm²) | 60Classic | 4 | 53.53 |  |  | 05 | 22 |  |  | 4021267324049 | 54 | 75 | 200 | 3.5 | 49.2 | 0.091 | 0.000 | 0.000 |  | 0.000 | 85369095 | 004 Deutschland | Yes | 27370304 | 27370304 | EC001531 | EC001531 | EC001531 | EC001531 | EC001531 | https://pim.woehner.de/en/produkte/32404000.html
32408000 | 32408 | busbar adapter 32 A |  |  | 12, 15, 20, 25, 30 x 5, 10 and section busbars |  |  | busbar adapter 32 A, 3-pole, 2 adjustable mounting rails, 54 x 260, with removable upper section and leads AWG 10 (6 mm²) | 60Classic | 4 | 61.07 |  |  | 05 | 22 |  |  | 4021267324087 | 54 | 75 | 260 | 3.5 | 54.4 | 0.091 | 0.000 | 0.000 |  | 0.000 | 85369095 | 004 Deutschland | Yes | 27370304 | 27370304 | EC001531 | EC001531 | EC001531 | EC001531 | EC001531 | https://pim.woehner.de/en/produkte/32408000.html
32412000 | 32412 | busbar adapter 45 A |  |  | 12, 15, 20, 25, 30 x 5, 10 and section busbars |  |  | busbar adapter 45 A, 2 adjustable mounting rails, 54 x 200, with removable upper section and leads AWG 8 (10 mm²) | 60Classic | 4 | 56.49 |  |  | 05 | 22 |  |  | 4021267324124 | 54 | 75 | 200 | 5.5 | 52.9 | 0.109 | 0.000 | 0.000 |  | 0.000 | 85369095 | 004 Deutschland | Yes | 27370304 | 27370304 | EC001531 | EC001531 | EC001531 | EC001531 | EC001531 | https://pim.woehner.de/en/produkte/32412000.html
32416000 | 32416 | busbar adapter 45 A |  |  | 12, 15, 20, 25, 30 x 5, 10 and section busbars |  |  | busbar adapter 45 A, 3-pole, 2 adjustable mounting rails, 54 x 260, with removable upper section and leads AWG 8 (10 mm²) | 60Classic | 4 | 68.12 |  |  | 05 | 22 |  |  | 4021267324162 | 54 | 75 | 260 | 5.5 | 56.7 | 0.109 | 0.000 | 0.000 |  | 0.000 | 85369095 | 004 Deutschland | Yes | 27370304 | 27370304 | EC001531 | EC001531 | EC001531 | EC001531 | EC001531 | https://pim.woehner.de/en/produkte/32416000.html
32420000 | 32420 | busbar component support |  |  | 12, 15, 20, 25, 30 x 5, 10 and section busbars |  |  | busbar component support, 2 adjustable mounting rails, 45 x 200, with removable upper section, without electrical connection | 60Classic | 4 | 41.94 |  |  | 05 | 17 |  |  | 4021267324209 | 45 | 75 | 200 | 0.0 | 34.9 | 0.004 | 0.000 | 0.000 |  | 0.000 | 85369095 | 004 Deutschland | Yes | 27370304 | 27370304 | EC001531 | EC001531 | EC001531 | EC001531 | EC001531 | https://pim.woehner.de/en/produkte/32420000.html
32421000 | 32421 | busbar component support |  |  | 12, 15, 20, 25, 30 x 5, 10 and section busbars |  |  | busbar component support, 2 adjustable mounting rails, 54 x 200, with removable upper section, without electrical connection | 60Classic | 4 | 48.73 |  |  | 05 | 17 |  |  | 4021267324216 | 54 | 75 | 200 | 0.0 | 38.8 | 0.011 | 0.000 | 0.000 |  | 0.000 | 85369095 | 004 Deutschland | Yes | 27370304 | 27370304 | EC001531 | EC001531 | EC001531 | EC001531 | EC001531 | https://pim.woehner.de/en/produkte/32421000.html
32425000 | 32425 | busbar component support |  |  | 12, 15, 20, 25, 30 x 5, 10 and section busbars |  |  | busbar component support, 2 adjustable mounting rails, 45 x 260, with removable upper section, without electrical connection | 60Classic | 4 | 51.53 |  |  | 05 | 17 |  |  | 4021267324254 | 45 | 75 | 260 | 0.0 | 36.2 | 0.004 | 0.000 | 0.000 |  | 0.000 | 85369095 | 004 Deutschland | Yes | 27370304 | 27370304 | EC001531 | EC001531 | EC001531 | EC001531 | EC001531 | https://pim.woehner.de/en/produkte/32425000.html
32426000 | 32426 | busbar component support |  |  | 12, 15, 20, 25, 30 x 5, 10 and section busbars |  |  | busbar component support, 2 adjustable mounting rails, 54 x 260, with removable upper section, without electrical connection | 60Classic | 4 | 59.33 |  |  | 05 | 17 |  |  | 4021267324261 | 54 | 75 | 260 | 0.0 | 42.1 | 0.011 | 0.000 | 0.000 |  | 0.000 | 85369095 | 004 Deutschland | Yes | 27370304 | 27370304 | EC001531 | EC001531 | EC001531 | EC001531 | EC001531 | https://pim.woehner.de/en/produkte/32426000.html
32427000 | 32427 | busbar adapter 32 A |  |  | 12, 15, 20, 25, 30 x 5, 10 and section busbars |  |  | busbar adapter 32 A, for direct starter Schneider Electric LUB12, LUB32, 45 x 200, with leads AWG 10 (6 mm²) | 60Classic | 4 | 36.39 |  |  | 05 | 21 |  |  | 4021267324278 | 45 | 63 | 200 | 2.5 | 32.2 | 0.048 | 0.000 | 0.000 | 0.047 | 0.000 | 85369095 | 004 Deutschland | Yes | 27370304 | 27370304 | EC001531 | EC001531 | EC001531 | EC001531 | EC001531 | https://pim.woehner.de/en/produkte/32427000.html
32428000 | 32428 | busbar adapter 32 A |  |  | 12, 15, 20, 25, 30 x 5, 10 and section busbars |  |  | busbar adapter 32 A, 3-pole, for reversing starter Schneider Electric LUB12/32, 45 x 260, with leads AWG 10 (6 mm²) | 60Classic | 4 | 43.98 |  |  | 05 | 21 |  |  | 4021267324285 | 45 | 63 | 260 | 2.5 | 35.1 | 0.048 | 0.000 | 0.000 | 0.047 | 0.000 | 85369095 | 004 Deutschland | Yes | 27370304 | 27370304 | EC001531 | EC001531 | EC001531 | EC001531 | EC001531 | https://pim.woehner.de/en/produkte/32428000.html
32429000 | 32429 | busbar adapter 16 A |  |  | 12, 15, 20, 25, 30 x 5, 10 and section busbars |  |  | busbar adapter 16 A, for direct starter Allen-Bradley 140M-RC2E, Eaton PKZM0, Siemens S00, Schneider Electric GV2 with spring terminals, 45 x 200, with leads AWG 14 (2.5 mm²) | 60Classic | 4 | 29.63 |  |  | 05 | 21 |  |  | 4021267324292 | 45 | 63 | 200 | 0.8 | 31.0 | 0.036 | 0.000 | 0.000 |  | 0.000 | 85369095 | 004 Deutschland | Yes | 27370304 | 27370304 | EC001531 | EC001531 | EC001531 | EC001531 | EC001531 | https://pim.woehner.de/en/produkte/32429000.html
32430000 | 32430 | busbar adapter 25 A |  |  | 12, 15, 20, 25, 30 x 5, 10 and section busbars |  |  | busbar adapter 25 A, 1 adjustable mounting rail, 45 x 200, with leads AWG 12 (4 mm²) | 60Classic | 4 | 26.18 |  |  | 05 | 21 |  |  | 4021267324308 | 45 | 63 | 200 | 1.9 | 32.5 | 0.042 | 0.000 | 0.000 | 0.047 | 0.000 | 85369095 | 061 Tschechien | Yes | 27370304 | 27370304 | EC001531 | EC001531 | EC001531 | EC001531 | EC001531 | https://pim.woehner.de/en/produkte/32430000.html
32431000 | 32431 | busbar adapter 25 A |  |  | 12, 15, 20, 25, 30 x 5, 10 and section busbars |  |  | busbar adapter 25 A, 2 adjustable mounting rails, 45 x 200, with leads AWG 12 (4 mm²) | 60Classic | 4 | 27.80 |  |  | 05 | 21 |  |  | 4021267324315 | 45 | 63 | 200 | 1.9 | 32.6 | 0.042 | 0.000 | 0.000 | 0.047 | 0.000 | 85369095 | 004 Deutschland | Yes | 27370304 | 27370304 | EC001531 | EC001531 | EC001531 | EC001531 | EC001531 | https://pim.woehner.de/en/produkte/32431000.html
32432000 | 32432 | busbar adapter 25 A |  |  | 12, 15, 20, 25, 30 x 5, 10 and section busbars |  |  | busbar adapter 25 A, 2 adjustable mounting rails, 90 x 200, with leads AWG 12 (4 mm²) | 60Classic | 2 | 54.46 |  |  | 05 | 21 |  |  | 4021267324322 | 90 | 63 | 200 | 1.9 | 57.1 | 0.046 | 0.000 | 0.000 | 0.047 | 0.000 | 85369095 | 004 Deutschland | Yes | 27370304 | 27370304 | EC001531 | EC001531 | EC001531 | EC001531 | EC001531 | https://pim.woehner.de/en/produkte/32432000.html
32433000 | 32433 | busbar adapter 25 A |  |  | 12, 15, 20, 25, 30 x 5, 10 and section busbars |  |  | busbar adapter 25 A, 3-pole, 2 adjustable mounting rails, 45 x 260, with leads AWG 12 (4 mm²) | 60Classic | 4 | 34.13 |  |  | 05 | 21 |  |  | 4021267324339 | 45 | 63 | 260 | 1.9 | 35.7 | 0.042 | 0.000 | 0.000 | 0.047 | 0.000 | 85369095 | 004 Deutschland | Yes | 27370304 | 27370304 | EC001531 | EC001531 | EC001531 | EC001531 | EC001531 | https://pim.woehner.de/en/produkte/32433000.html
32434000 | 32434 | busbar adapter 32 A |  |  | 12, 15, 20, 25, 30 x 5, 10 and section busbars |  |  | busbar adapter 32 A , for direct starter Schneider Electric GV2M, GV2P, 45 x 200, with leads AWG 10 (6 mm²) | 60Classic | 4 | 34.91 |  |  | 05 | 21 |  |  | 4021267324346 | 45 | 63 | 200 | 2.5 | 33.3 | 0.048 | 0.000 | 0.000 | 0.047 | 0.000 | 85369095 | 004 Deutschland | Yes | 27370304 | 27370304 | EC001531 | EC001531 | EC001531 | EC001531 | EC001531 | https://pim.woehner.de/en/produkte/32434000.html
32436000 | 32436 | busbar adapter 25 A |  |  | 12, 15, 20, 25, 30 x 5, 10 and section busbars |  |  | busbar adapter 25 A, 2 adjustable mounting rails, 45 x 200, with screw terminals 6mm² from rear | 60Classic | 4 | 27.31 |  |  | 05 | 21 |  |  | 4021267324360 | 45 | 63 | 200 | 1.9 | 32.2 | 0.021 | 0.000 | 0.000 | 0.056 | 0.000 | 85369095 | 004 Deutschland | Yes | 27370304 | 27370304 | EC001531 | EC001531 | EC001531 | EC001531 | EC001531 | https://pim.woehner.de/en/produkte/32436000.html
32438000 | 32438 | busbar adapter 32 A |  |  | 12, 15, 20, 25, 30 x 5, 10 and section busbars |  |  | busbar adapter 32 A , 3-pole, for direct starter Schneider Electric GV2M, GV2P, 45 x 260, with leads AWG 10 (6 mm²) | 60Classic | 4 | 40.18 |  |  | 05 | 21 |  |  | 4021267324384 | 45 | 63 | 260 | 2.5 | 36.2 | 0.048 | 0.000 | 0.000 | 0.047 | 0.000 | 85369095 | 004 Deutschland | Yes | 27370304 | 27370304 | EC001531 | EC001531 | EC001531 | EC001531 | EC001531 | https://pim.woehner.de/en/produkte/32438000.html
32439000 | 32439 | busbar adapter 25 A |  |  | 12, 15, 20, 25, 30 x 5, 10 and section busbars |  |  | busbar adapter 25 A, 3-pole, 2 adjustable mounting rails, 45 x 260, with screw terminals 6mm² from rear | 60Classic | 4 | 32.28 |  |  | 05 | 21 |  |  | 4021267324391 | 45 | 63 | 260 | 1.9 | 35.2 | 0.021 | 0.000 | 0.000 | 0.056 | 0.000 | 85369095 | 004 Deutschland | Yes | 27370304 | 27370304 | EC001531 | EC001531 | EC001531 | EC001531 | EC001531 | https://pim.woehner.de/en/produkte/32439000.html
32440000 | 32440 | busbar adapter 16 A |  |  | 12, 15, 20, 25, 30 x 5, 10 and section busbars |  |  | busbar adapter 16 A , for reversing starter Allen-Bradley 140M-RC2E, Eaton PKZM0, Siemens S00, Schneider Electric GV2 with spring terminals, 90 x 200, with leads AWG 14 (2.5 mm²) | 60Classic | 2 | 54.33 |  |  | 05 | 21 |  |  | 4021267324407 | 90 | 63 | 200 | 0.8 | 57.0 | 0.040 | 0.000 | 0.000 |  | 0.000 | 85369095 | 004 Deutschland | Yes | 27370304 | 27370304 | EC001531 | EC001531 | EC001531 | EC001531 | EC001531 | https://pim.woehner.de/en/produkte/32440000.html
32441000 | 32441 | busbar adapter 32 A |  |  | 12, 15, 20, 25, 30 x 5, 10 and section busbars |  |  | busbar adapter 32 A, 1 adjustable mounting rail, 54 x 200, with leads AWG 10 (6 mm²) | 60Classic | 4 | 31.13 |  |  | 05 | 21 |  |  | 4021267324414 | 54 | 63 | 200 | 2.4 | 36.6 | 0.084 | 0.000 | 0.000 | 0.047 | 0.000 | 85369095 | 061 Tschechien | Yes | 27370304 | 27370304 | EC001531 | EC001531 | EC001531 | EC001531 | EC001531 | https://pim.woehner.de/en/produkte/32441000.html
32442000 | 32442 | busbar adapter 32 A |  |  | 12, 15, 20, 25, 30 x 5, 10 and section busbars |  |  | busbar adapter 32 A, 2 adjustable mounting rails, 54 x 200, with leads AWG 10 (6 mm²) | 60Classic | 4 | 32.52 |  |  | 05 | 21 |  |  | 4021267324421 | 54 | 63 | 200 | 2.4 | 38.0 | 0.084 | 0.000 | 0.000 | 0.047 | 0.000 | 85369095 | 061 Tschechien | Yes | 27370304 | 27370304 | EC001531 | EC001531 | EC001531 | EC001531 | EC001531 | https://pim.woehner.de/en/produkte/32442000.html
32443000 | 32443 | busbar adapter 32 A |  |  | 12, 15, 20, 25, 30 x 5, 10 and section busbars |  |  | busbar adapter 32 A, 1 adjustable mounting rail, 63 x 200, with leads AWG 10 (6 mm²) | 60Classic | 4 | 38.94 |  |  | 05 | 21 |  |  | 4021267324438 | 63 | 63 | 200 | 2.4 | 44.5 | 0.084 | 0.000 | 0.000 | 0.047 | 0.000 | 85369095 | 004 Deutschland | Yes | 27370304 | 27370304 | EC001531 | EC001531 | EC001531 | EC001531 | EC001531 | https://pim.woehner.de/en/produkte/32443000.html
32444000 | 32444 | busbar adapter 32 A |  |  | 12, 15, 20, 25, 30 x 5, 10 and section busbars |  |  | busbar adapter 32 A, 1 adjustable mounting rail, 72 x 200, with leads AWG 10 (6 mm²) | 60Classic | 4 | 43.15 |  |  | 05 | 21 |  |  | 4021267324445 | 72 | 63 | 200 | 2.4 | 44.3 | 0.084 | 0.000 | 0.000 | 0.047 | 0.000 | 85369095 | 004 Deutschland | Yes | 27370304 | 27370304 | EC001531 | EC001531 | EC001531 | EC001531 | EC001531 | https://pim.woehner.de/en/produkte/32444000.html
32445000 | 32445 | busbar adapter 25 A |  |  | 12, 15, 20, 25, 30 x 5, 10 and section busbars |  |  | busbar adapter 25 A , for direct starter Siemens S00 with screw connection, 45 x 200, with leads AWG 12 (4 mm²) | 60Classic | 4 | 31.96 |  |  | 05 | 21 |  |  | 4021267324452 | 45 | 63 | 200 | 1.9 | 33.0 | 0.042 | 0.000 | 0.000 | 0.047 | 0.000 | 85369095 | 004 Deutschland | Yes | 27370304 | 27370304 | EC001531 | EC001531 | EC001531 | EC001531 | EC001531 | https://pim.woehner.de/en/produkte/32445000.html
32446000 | 32446 | busbar adapter 32 A |  |  | 12, 15, 20, 25, 30 x 5, 10 and section busbars |  |  | busbar adapter 32 A, 2 adjustable mounting rails, 81 x 200, with leads AWG 10 (6 mm²) | 60Classic | 4 | 49.18 |  |  | 05 | 21 |  |  | 4021267324469 | 81 | 63 | 200 | 2.4 | 49.5 | 0.084 | 0.000 | 0.000 | 0.047 | 0.000 | 85369095 | 004 Deutschland | Yes | 27370304 | 27370304 | EC001531 | EC001531 | EC001531 | EC001531 | EC001531 | https://pim.woehner.de/en/produkte/32446000.html
32448000 | 32448 | busbar adapter 25 A |  |  | 12, 15, 20, 25, 30 x 5, 10 and section busbars |  |  | busbar adapter 25 A , for reversing starter Siemens S00 with screw connection, 90 x 200, with leads AWG 12 (4 mm²) | 60Classic | 2 | 58.35 |  |  | 05 | 21 |  |  | 4021267324483 | 90 | 63 | 200 | 1.9 | 54.1 | 0.046 | 0.000 | 0.000 | 0.047 | 0.000 | 85369095 | 004 Deutschland | Yes | 27370304 | 27370304 | EC001531 | EC001531 | EC001531 | EC001531 | EC001531 | https://pim.woehner.de/en/produkte/32448000.html
32449000 | 32449 | busbar adapter 32 A |  |  | 12, 15, 20, 25, 30 x 5, 10 and section busbars |  |  | busbar adapter 32 A, 3-pole, 2 adjustable mounting rails, 54 x 260, with leads AWG 10 (6 mm²) | 60Classic | 4 | 39.89 |  |  | 05 | 21 |  |  | 4021267324490 | 54 | 63 | 260 | 2.4 | 43.3 | 0.084 | 0.000 | 0.000 | 0.047 | 0.000 | 85369095 | 004 Deutschland | Yes | 27370304 | 27370304 | EC001531 | EC001531 | EC001531 | EC001531 | EC001531 | https://pim.woehner.de/en/produkte/32449000.html
32450000 | 32450 | busbar adapter 25 A |  |  | 12, 15, 20, 25, 30 x 5, 10 and section busbars |  |  | busbar adapter 25 A , for direct starter Eaton PKZM01, PKE12, 45 x 200, with leads AWG 12 (4 mm²) | 60Classic | 4 | 33.99 |  |  | 05 | 21 |  |  | 4021267324506 | 45 | 63 | 200 | 1.9 | 33.0 | 0.042 | 0.000 | 0.000 | 0.047 | 0.000 | 85369095 | 004 Deutschland | Yes | 27370304 | 27370304 | EC001531 | EC001531 | EC001531 | EC001531 | EC001531 | https://pim.woehner.de/en/produkte/32450000.html
32451000 | 32451 | busbar adapter 32 A |  |  | 12, 15, 20, 25, 30 x 5, 10 and section busbars |  |  | busbar adapter 32 A , for direct starter Eaton PKZM0, PKE32, 45 x 200, with leads AWG 10 (6 mm²) | 60Classic | 4 | 39.70 |  |  | 05 | 21 |  |  | 4021267324513 | 45 | 63 | 200 | 2.5 | 36.4 | 0.048 | 0.000 | 0.000 | 0.047 | 0.000 | 85369095 | 004 Deutschland | Yes | 27370304 | 27370304 | EC001531 | EC001531 | EC001531 | EC001531 | EC001531 | https://pim.woehner.de/en/produkte/32451000.html
32452000 | 32452 | busbar adapter 25 A |  |  | 12, 15, 20, 25, 30 x 5, 10 and section busbars |  |  | busbar adapter 25 A , for reversing starter Eaton PKZM01, PKE12, 90 x 200, with leads AWG 12 (4 mm²) | 60Classic | 2 | 81.32 |  |  | 05 | 21 |  |  | 4021267324520 | 90 | 63 | 200 | 1.9 | 54.6 | 0.046 | 0.000 | 0.000 | 0.047 | 0.000 | 85369095 | 004 Deutschland | Yes | 27370304 | 27370304 | EC001531 | EC001531 | EC001531 | EC001531 | EC001531 | https://pim.woehner.de/en/produkte/32452000.html
32453000 | 32453 | busbar adapter 32 A |  |  | 12, 15, 20, 25, 30 x 5, 10 and section busbars |  |  | busbar adapter 32 A , for reversing starter Eaton PKZM0, PKE32, 90 x 200, with leads AWG 10 (6 mm²) | 60Classic | 2 | 67.66 |  |  | 05 | 21 |  |  | 4021267324537 | 90 | 63 | 200 | 2.5 | 61.2 | 0.052 | 0.000 | 0.000 | 0.047 | 0.000 | 85369095 | 004 Deutschland | Yes | 27370304 | 27370304 | EC001531 | EC001531 | EC001531 | EC001531 | EC001531 | https://pim.woehner.de/en/produkte/32453000.html
32454000 | 32454 | busbar adapter 63 A |  |  | 12, 15, 20, 25, 30 x 5, 10 and section busbars |  |  | busbar adapter 63 A, 1 adjustable mounting rail, 54 x 200, with leads AWG 8 (10 mm²) | 60Classic | 4 | 35.83 |  |  | 05 | 24 |  |  | 4021267324544 | 54 | 63 | 200 | 6.9 | 39.2 | 0.105 | 0.000 | 0.000 | 0.047 | 0.000 | 85369095 | 004 Deutschland | Yes | 27370304 | 27370304 | EC001531 | EC001531 | EC001531 | EC001531 | EC001531 | https://pim.woehner.de/en/produkte/32454000.html
32455000 | 32455 | busbar adapter 63 A |  |  | 12, 15, 20, 25, 30 x 5, 10 and section busbars |  |  | busbar adapter 63 A, 2 adjustable mounting rails, 54 x 200, with leads AWG 8 (10 mm²) | 60Classic | 4 | 37.75 |  |  | 05 | 24 |  |  | 4021267324551 | 54 | 63 | 200 | 6.9 | 41.0 | 0.105 | 0.000 | 0.000 | 0.047 | 0.000 | 85369095 | 004 Deutschland | Yes | 27370304 | 27370304 | EC001531 | EC001531 | EC001531 | EC001531 | EC001531 | https://pim.woehner.de/en/produkte/32455000.html
32456000 | 32456 | busbar adapter 63 A |  |  | 12, 15, 20, 25, 30 x 5, 10 and section busbars |  |  | busbar adapter 63 A, 1 adjustable mounting rail, 63 x 200, with leads AWG 8 (10 mm²) | 60Classic | 4 | 40.99 |  |  | 05 | 24 |  |  | 4021267324568 | 63 | 63 | 200 | 6.9 | 44.9 | 0.105 | 0.000 | 0.000 | 0.047 | 0.000 | 85369095 | 004 Deutschland | Yes | 27370304 | 27370304 | EC001531 | EC001531 | EC001531 | EC001531 | EC001531 | https://pim.woehner.de/en/produkte/32456000.html
32457000 | 32457 | busbar adapter 63 A |  |  | 12, 15, 20, 25, 30 x 5, 10 and section busbars |  |  | busbar adapter 63 A, 1 adjustable mounting rail, 72 x 200, with leads AWG 8 (10 mm²) | 60Classic | 4 | 44.86 |  |  | 05 | 24 |  |  | 4021267324575 | 72 | 63 | 200 | 6.9 | 47.6 | 0.105 | 0.000 | 0.000 | 0.047 | 0.000 | 85369095 | 004 Deutschland | Yes | 27370304 | 27370304 | EC001531 | EC001531 | EC001531 | EC001531 | EC001531 | https://pim.woehner.de/en/produkte/32457000.html
32459000 | 32459 | busbar adapter 63 A |  |  | 12, 15, 20, 25, 30 x 5, 10 and section busbars |  |  | busbar adapter 63 A, 2 adjustable mounting rails, 81 x 200, with leads AWG 8 (10 mm²) | 60Classic | 4 | 50.96 |  |  | 05 | 24 |  |  | 4021267324599 | 81 | 63 | 200 | 6.9 | 51.3 | 0.105 | 0.000 | 0.000 | 0.047 | 0.000 | 85369095 | 004 Deutschland | Yes | 27370304 | 27370304 | EC001531 | EC001531 | EC001531 | EC001531 | EC001531 | https://pim.woehner.de/en/produkte/32459000.html
32460000 | 32460 | busbar adapter 63 A |  |  | 12, 15, 20, 25, 30 x 5, 10 and section busbars |  |  | busbar adapter 63 A, 3-pole, for direct starter ABB MS45x, Eaton PKZM4, Siemens S2, 55 x 260, with leads AWG 8 (10 mm²) | 60Classic | 4 | 49.84 |  |  | 05 | 24 |  |  | 4021267324605 | 55 | 63 | 260 | 6.9 | 43.2 | 0.105 | 0.000 | 0.000 | 0.047 | 0.000 | 85369095 | 004 Deutschland | Yes | 27370304 | 27370304 | EC001531 | EC001531 | EC001531 | EC001531 | EC001531 | https://pim.woehner.de/en/produkte/32460000.html
32461000 | 32461 | busbar adapter 63 A |  |  | 12, 15, 20, 25, 30 x 5, 10 and section busbars |  |  | busbar adapter 63 A, 3-pole, 2 adjustable mounting rails, 54 x 260, with leads AWG 8 (10 mm²) | 60Classic | 4 | 43.28 |  |  | 05 | 24 |  |  | 4021267324612 | 54 | 63 | 260 | 6.9 | 43.0 | 0.105 | 0.000 | 0.000 | 0.047 | 0.000 | 85369095 | 004 Deutschland | Yes | 27370304 | 27370304 | EC001531 | EC001531 | EC001531 | EC001531 | EC001531 | https://pim.woehner.de/en/produkte/32461000.html
32463000 | 32463 | busbar adapter 63 A |  |  | 12, 15, 20, 25, 30 x 5, 10 and section busbars |  |  | busbar adapter 63 A, 3-pole, for direct starter ABB MS45x and Eaton PKZ5, 72 x 260, with leads AWG 8 (10 mm²) | 60Classic | 2 | 62.23 |  |  | 05 | 24 |  |  | 4021267324636 | 72 | 63 | 260 | 6.9 | 51.4 | 0.105 | 0.000 | 0.000 | 0.047 | 0.000 | 85369095 | 004 Deutschland | Yes | 27370304 | 27370304 | EC001531 | EC001531 | EC001531 | EC001531 | EC001531 | https://pim.woehner.de/en/produkte/32463000.html
32464000 | 32464 | busbar adapter 80 A |  |  | 12, 15, 20, 25, 30 x 5, 10 and section busbars |  |  | busbar adapter 80 A, 1 adjustable mounting rail, 54 x 200, without leads, with terminals 1.5 - 16 mm², front operated | 60Classic | 4 | 42.65 |  |  | 05 | 27 |  |  | 4021267324643 | 54 | 63 | 200 | 9.3 | 37.3 | 0.058 | 0.000 | 0.000 |  | 0.000 | 85369095 | 004 Deutschland | No | 27370304 | 27370304 | EC001531 | EC001531 | EC001531 | EC001531 | EC001531 | https://pim.woehner.de/en/produkte/32464000.html
32465000 | 32465 | busbar adapter 80 A |  |  | 12, 15, 20, 25, 30 x 5, 10 and section busbars |  |  | busbar adapter 80 A, 3-pole, 2 adjustable mounting rails, 54 x 260, without leads, with terminals 1.5 - 16 mm², front operated | 60Classic | 4 | 51.04 |  |  | 05 | 27 |  |  | 4021267324650 | 54 | 63 | 260 | 9.3 | 41.2 | 0.058 | 0.000 | 0.000 |  | 0.000 | 85369095 | 004 Deutschland | No | 27370304 | 27370304 | EC001531 | EC001531 | EC001531 | EC001531 | EC001531 | https://pim.woehner.de/en/produkte/32465000.html
32466000 | 32466 | busbar adapter 80 A |  |  | 12, 15, 20, 25, 30 x 5, 10 and section busbars |  |  | busbar adapter 80 A, 1 adjustable mounting rail, 54 x 200, without leads, with terminals 16 mm², operated from behind | 60Classic | 4 | 37.75 |  |  | 05 | 27 |  |  | 4021267324667 | 54 | 63 | 200 | 9.3 | 37.3 | 0.057 | 0.000 | 0.000 | 0.106 | 0.000 | 85369095 | 004 Deutschland | Yes | 27370304 | 27370304 | EC001531 | EC001531 | EC001531 | EC001531 | EC001531 | https://pim.woehner.de/en/produkte/32466000.html
32467000 | 32467 | busbar adapter 80 A |  |  | 12, 15, 20, 25, 30 x 5, 10 and section busbars |  |  | busbar adapter 80 A, 2 adjustable mounting rails, 54 x 200, without leads, with terminals 16 mm², operated from behind | 60Classic | 4 | 39.63 |  |  | 05 | 27 |  |  | 4021267324674 | 54 | 63 | 200 | 9.3 | 38.9 | 0.057 | 0.000 | 0.000 | 0.106 | 0.000 | 85369095 | 004 Deutschland | Yes | 27370304 | 27370304 | EC001531 | EC001531 | EC001531 | EC001531 | EC001531 | https://pim.woehner.de/en/produkte/32467000.html
32469000 | 32469 | busbar adapter 80 A |  |  | 12, 15, 20, 25, 30 x 5, 10 and section busbars |  |  | busbar adapter 80 A, 1 adjustable mounting rail, 72 x 200, without leads, with terminals 16 mm², operated from behind | 60Classic | 4 | 46.08 |  |  | 05 | 27 |  |  | 4021267324698 | 72 | 63 | 200 | 9.3 | 45.0 | 0.057 | 0.000 | 0.000 | 0.106 | 0.000 | 85369095 | 004 Deutschland | Yes | 27370304 | 27370304 | EC001531 | EC001531 | EC001531 | EC001531 | EC001531 | https://pim.woehner.de/en/produkte/32469000.html
32471000 | 32471 | busbar adapter 80 A |  |  | 12, 15, 20, 25, 30 x 5, 10 and section busbars |  |  | busbar adapter 80 A, 3-pole, 2 adjustable mounting rails, 54 x 260, with twin cables AWG10 (6 mm²) | 60Classic | 4 | 52.78 |  |  | 05 | 27 |  |  | 4021267324711 | 54 | 63 | 260 | 9.3 | 49.0 | 0.132 | 0.000 | 0.000 |  | 0.000 | 85369095 | 004 Deutschland | Yes | 27370304 | 27370304 | EC001531 | EC001531 | EC001531 | EC001531 | EC001531 | https://pim.woehner.de/en/produkte/32471000.html
32472000 | 32472 | busbar adapter 80 A |  |  | 12, 15, 20, 25, 30 x 5, 10 and section busbars |  |  | busbar adapter 80 A, 3-pole, 2 adjustable mounting rails, 54 x 260, without leads, with terminals 16 mm², operated from behind | 60Classic | 4 | 46.41 |  |  | 05 | 27 |  |  | 4021267324728 | 54 | 63 | 260 | 9.3 | 43.8 | 0.057 | 0.000 | 0.000 | 0.106 | 0.000 | 85369095 | 004 Deutschland | Yes | 27370304 | 27370304 | EC001531 | EC001531 | EC001531 | EC001531 | EC001531 | https://pim.woehner.de/en/produkte/32472000.html
32477000 | 32477 | busbar component support |  |  | 12, 15, 20, 25, 30 x 5, 10 and section busbars |  |  | busbar component support, 2 adjustable mounting rails, 45 x 200, without electrical connection | 60Classic | 4 | 24.27 |  |  | 05 | 17 |  |  | 4021267324773 | 45 | 63 | 200 | 0.0 | 24.8 | 0.004 | 0.000 | 0.000 | 0.016 | 0.000 | 85369095 | 004 Deutschland | Yes | 27370304 | 27370304 | EC001531 | EC001531 | EC001531 | EC001531 | EC001531 | https://pim.woehner.de/en/produkte/32477000.html
32478000 | 32478 | busbar component support |  |  | 12, 15, 20, 25, 30 x 5, 10 and section busbars |  |  | busbar component support, 2 adjustable mounting rails, 54 x 200, without electrical connection | 60Classic | 4 | 30.09 |  |  | 05 | 17 |  |  | 4021267324780 | 54 | 63 | 200 | 0.0 | 27.7 | 0.011 | 0.000 | 0.000 | 0.016 | 0.000 | 85369095 | 004 Deutschland | Yes | 27370304 | 27370304 | EC001531 | EC001531 | EC001531 | EC001531 | EC001531 | https://pim.woehner.de/en/produkte/32478000.html
32484000 | 32484 | busbar component support |  |  | 12, 15, 20, 25, 30 x 5, 10 and section busbars |  |  | busbar component support, 2 adjustable mounting rails, 45 x 260, without electrical connection | 60Classic | 4 | 27.89 |  |  | 05 | 17 |  |  | 4021267324841 | 45 | 63 | 260 | 0.0 | 27.9 | 0.004 | 0.000 | 0.000 | 0.016 | 0.000 | 85369095 | 004 Deutschland | Yes | 27370304 | 27370304 | EC001531 | EC001531 | EC001531 | EC001531 | EC001531 | https://pim.woehner.de/en/produkte/32484000.html
32485000 | 32485 | busbar component support |  |  | 12, 15, 20, 25, 30 x 5, 10 and section busbars |  |  | busbar component support, 2 adjustable mounting rails, 54 x 260, without electrical connection | 60Classic | 4 | 34.59 |  |  | 05 | 17 |  |  | 4021267324858 | 54 | 63 | 260 | 0.0 | 38.5 | 0.011 | 0.000 | 0.000 | 0.016 | 0.000 | 85369095 | 004 Deutschland | Yes | 27370304 | 27370304 | EC001531 | EC001531 | EC001531 | EC001531 | EC001531 | https://pim.woehner.de/en/produkte/32485000.html
32486000 | 32486 | busbar adapter 32 A |  |  | 12, 15, 20, 25, 30 x 5, 10 and section busbars |  |  | busbar adapter 32 A, 1 adjustable mounting rail, 45 x 200, without leads, with spring terminals 1.5 - 6 mm² from front | 60Classic | 4 | 29.19 |  |  | 05 | 21 |  |  | 4021267324865 | 45 | 63 | 200 | 2.5 | 32.5 | 0.022 | 0.000 | 0.000 |  | 0.000 | 85369095 | 004 Deutschland | No | 27370304 | 27370304 | EC001531 | EC001531 | EC001531 | EC001531 | EC001531 | https://pim.woehner.de/en/produkte/32486000.html
32487000 | 32487 | busbar adapter 32 A |  |  | 12, 15, 20, 25, 30 x 5, 10 and section busbars |  |  | busbar adapter 32 A, 3-pole, 2 adjustable mounting rails, 45 x 260, without leads, with spring terminals 1.5 - 6 mm² from front | 60Classic | 4 | 36.61 |  |  | 05 | 21 |  |  | 4021267324872 | 45 | 63 | 260 | 2.5 | 35.5 | 0.022 | 0.000 | 0.000 |  | 0.000 | 85369095 | 004 Deutschland | No | 27370304 | 27370304 | EC001531 | EC001531 | EC001531 | EC001531 | EC001531 | https://pim.woehner.de/en/produkte/32487000.html
32498000 | 32498 | busbar adapter 32 A |  |  | 12, 15, 20, 25, 30 x 5, 10 and section busbars |  |  | busbar adapter 32 A, for direct starter ABB MS116, MS132, 45 x 200, with leads AWG 10 (6 mm²) | 60Classic | 4 | 39.70 |  |  | 05 | 21 |  |  | 4021267324988 | 45 | 63 | 200 | 2.5 | 36.4 | 0.049 | 0.000 | 0.000 | 0.047 | 0.000 | 85369095 | 004 Deutschland | Yes | 27370304 | 27370304 | EC001531 | EC001531 | EC001531 | EC001531 | EC001531 | https://pim.woehner.de/en/produkte/32498000.html
32511000 | 32511 | 8-pole connector, with support, 250 V | [5 empty] | 8-pole connector, with support, 250 V, for mounting on adapters | 60Classic | 10 | 38.11 |  |  | 05 | 57 |  |  | 4021267325114 |  |  |  | 0.0 | 3.4 | 0.000 | 0.000 | 0.000 |  | 0.000 | 85389099 | 004 Deutschland | Yes | 27141147 | 27141147 | EC000276 | EC000276 | EC000276 | EC000276 | EC000276 | https://pim.woehner.de/en/produkte/32511000.html
32513000 | 32513 | 10-pole connector, with support, 250 V | [5 empty] | 10-pole connector, with support, 250 V, for mounting on adapters | 60Classic | 10 | 45.38 |  |  | 05 | 57 |  |  | 4021267325138 |  |  |  | 0.0 | 4.0 | 0.000 | 0.000 | 0.000 |  | 0.000 | 85389099 | 004 Deutschland | Yes | 27141147 | 27141147 | EC000276 | EC000276 | EC000276 | EC000276 | EC000276 | https://pim.woehner.de/en/produkte/32513000.html
32533000 | 32533 | busbar adapter 32 A |  |  | 12, 15, 20, 25, 30 x 5, 10 and section busbars |  |  | busbar adapter 32 A, for direct starter Allen-Bradley 140M-C, 140M-D, 45 x 200, with leads AWG 10 (6 mm²) | 60Classic | 4 | 34.91 |  |  | 05 | 21 |  |  | 4021267325336 | 45 | 63 | 200 | 2.5 | 32.5 | 0.048 | 0.000 | 0.000 | 0.047 | 0.000 | 85369095 | 004 Deutschland | Yes | 27370304 | 27370304 | EC001531 | EC001531 | EC001531 | EC001531 | EC001531 | https://pim.woehner.de/en/produkte/32533000.html
32534000 | 32534 | busbar adapter 32 A |  |  | 12, 15, 20, 25, 30 x 5, 10 and section busbars |  |  | busbar adapter 32 A, for reversing starter Allen-Bradley 140M-C, 140M-D, 54 x 200, with leads AWG 10 (6 mm²) | 60Classic | 4 | 38.94 |  |  | 05 | 21 |  |  | 4021267325343 | 54 | 63 | 200 | 2.4 | 38.0 | 0.084 | 0.000 | 0.000 | 0.047 | 0.000 | 85369095 | 004 Deutschland | Yes | 27370304 | 27370304 | EC001531 | EC001531 | EC001531 | EC001531 | EC001531 | https://pim.woehner.de/en/produkte/32534000.html
32535000 | 32535 | busbar adapter 63 A |  |  | 12, 15, 20, 25, 30 x 5, 10 and section busbars |  |  | busbar adapter 63 A, for direct starter Allen-Bradley 140M-F, 54 x 200, with leads AWG 8 (10 mm²) | 60Classic | 4 | 49.95 |  |  | 05 | 24 |  |  | 4021267325350 | 54 | 63 | 200 | 6.9 | 43.0 | 0.105 | 0.000 | 0.000 | 0.047 | 0.000 | 85369095 | 004 Deutschland | Yes | 27370304 | 27370304 | EC001531 | EC001531 | EC001531 | EC001531 | EC001531 | https://pim.woehner.de/en/produkte/32535000.html
32568000A | 32568 | busbar adapter 125 A, 3-pole |  | connection to the system top | 12, 15, 20, 25, 30 x 5, 10 and section busbars | Eaton NZM1 |  | busbar adapter 125 A, 3-pole, 90 x 200, connection to the system top, for Eaton NZM1 | 60Classic | 1 | 121.20 |  |  | 05 | 30 | x |  | 4021267325688 | 90 | 26 | 200 | 12.0 | 81.0 | 0.398 | 0.000 | 0.375 |  | 0.000 | 85369095 | 004 Deutschland | No | 27370304 | 27370304 | EC001531 | EC001531 | EC001531 | EC001531 | EC001531 | https://pim.woehner.de/en/produkte/32568000A.html
32570000 | 32570 | busbar adapter 160 A, 3-pole |  | connection to the system top or bottom | 12, 15, 20, 25, 30 x 5, 10 and section busbars | Eaton NZM1 |  | busbar adapter 160 A, 3-pole, 92 x 200, connection to the system top or bottom, for Eaton NZM1 | 60Classic | 1 | 115.73 |  |  | 05 | 30 |  |  | 4021267325701 | 92 | 38 | 200 | 17.7 | 81.0 | 0.266 | 0.002 | 0.772 |  | 0.000 | 85369095 | 004 Deutschland | No | 27370304 | 27370304 | EC001531 | EC001531 | EC001531 | EC001531 | EC001531 | https://pim.woehner.de/en/produkte/32570000.html
32571000 | 32571 | busbar adapter 160 A, 3-pole |  | connection to the system bottom | 12, 15, 20, 25, 30 x 5, 10 and section busbars | Allen-Bradley 140U-H, Eaton NZM1 |  | busbar adapter 160 A, 3-pole, 90 x 200, connection to the system bottom, for Allen-Bradley 140U-H, Eaton NZM1 | 60Classic | 1 | 125.04 |  |  | 05 | 30 |  |  | 4021267325718 | 90 | 50 | 200 | 12.0 | 81.0 | 0.397 | 0.000 | 0.375 |  | 0.000 | 85369095 | 004 Deutschland | No | 27370304 | 27370304 | EC001531 | EC001531 | EC001531 | EC001531 | EC001531 | https://pim.woehner.de/en/produkte/32571000.html
32572000A | 32572 | busbar adapter 160 A, 3-pole |  | connection to the system top | 12, 15, 20, 25, 30 x 5, 10 and section busbars | Noark Ex9M1 |  | busbar adapter 160 A, 3-pole, 90 x 200, connection to the system top, for Noark Ex9M1 | 60Classic | 1 | 137.42 |  |  | 05 | 30 | x |  | 4021267325725 | 90 | 63.5 | 200 | 12.0 | 81.0 | 0.397 | 0.000 | 0.375 |  | 0.000 | 85369095 | 004 Deutschland | No | 27370304 | 27370304 | EC001531 | EC001531 | EC001531 | EC001531 | EC001531 | https://pim.woehner.de/en/produkte/32572000A.html
32575000 | 32575 | busbar adapter 160 A, 3-pole |  | connection to the system top | 12, 15, 20, 25, 30 x 5, 10 and section busbars | ABB Tmax XT1 |  | busbar adapter 160 A, 3-pole, 90 x 200, connection to the system top, for ABB Tmax XT1 | 60Classic | 1 | 120.46 |  |  | 05 | 30 |  | x | 4021267325756 | 90 | 26 | 200 | 12.0 | 81.0 | 0.397 | 0.000 | 0.375 |  | 0.000 | 85369095 | 004 Deutschland | No | 27370304 | 27370304 | EC001531 | EC001531 | EC001531 | EC001531 | EC001531 | https://pim.woehner.de/en/produkte/32575000.html
32577000 | 32577 | busbar adapter 160 A, 3-pole |  | connection to the system top | 12, 15, 20, 25, 30 x 5, 10 and section busbars | Eaton EG, Eaton PDG1 |  | busbar adapter 160 A, 3-pole, 90 x 200, connection to the system top, for Eaton EG, Eaton PDG1 | 60Classic | 1 | 122.01 |  |  | 05 | 30 |  |  | 4021267325770 | 90 | 50 | 200 | 12.0 | 81.0 | 0.397 | 0.000 | 0.375 |  | 0.000 | 85369095 | 004 Deutschland | No | 27370304 | 27370304 | EC001531 | EC001531 | EC001531 | EC001531 | EC001531 | https://pim.woehner.de/en/produkte/32577000.html
32580000 | 32580 | busbar adapter 250 A, 4-pole | N on left side | connection to the system top | 12, 15, 20, 25, 30 x 5, 10 and section busbars | Eaton NZM2-XKR4O |  | busbar adapter 250 A, 4-pole, 140 x 270, N on left side, connection to the system top, for Eaton NZM2-XKR4O | 60Classic | 1 | 158.15 |  |  | 05 | 36 |  |  | 4021267325800 | 140 | 35 | 270 | 12.6 | 180.0 | 0.617 | 0.000 | 0.000 |  | 0.000 | 85369095 | 004 Deutschland | Yes | 27370304 | 27370304 | EC001531 | EC001531 | EC001531 | EC001531 | EC001531 | https://pim.woehner.de/en/produkte/32580000.html
32581000 | 32581 | busbar adapter 500 A, 4-pole | N on left side | connection to the system top | 12, 15, 20, 25, 30 x 5, 10 and section busbars | Eaton NZM3-XKR13O |  | busbar adapter 500 A, 4-pole, 185 x 300, N on left side, connection to the system top, for Eaton NZM3-XKR13O | 60Classic | 1 | 289.68 |  |  | 05 | 42 |  |  | 4021267325817 | 185 | 35 | 300 |  | 350.0 | 2.157 | 0.00372 | 0.000 |  | 0.000 | 85369095 | 004 Deutschland | No | 27370304 | 27370304 | EC001531 | EC001531 | EC001531 | EC001531 | EC001531 | https://pim.woehner.de/en/produkte/32581000.html
32582000 | 32582 | busbar adapter 250 A, 4-pole | N on left side | connection to the system top | 12, 15, 20, 25, 30 x 5, 10 and section busbars | Schneider Electric NSX100, NSX160, NSX250 |  | busbar adapter 250 A, 4-pole, 140 x 270, N on left side, connection to the system top, for Schneider Electric NSX100, NSX160, NSX250 | 60Classic | 1 | 154.37 |  |  | 05 | 36 |  |  | 4021267325824 | 140 | 35 | 270 | 12.6 | 180.0 | 0.609 | 0.000 | 0.000 |  | 0.000 | 85369095 | 004 Deutschland | Yes | 27370304 | 27370304 | EC001531 | EC001531 | EC001531 | EC001531 | EC001531 | https://pim.woehner.de/en/produkte/32582000.html
32583000 | 32583 | busbar adapter 500 A, 4-pole | N on left side | connection to the system top | 12, 15, 20, 25, 30 x 5, 10 and section busbars | Schneider Electric NS400, NS630, NSX400, NS630 |  | busbar adapter 500 A, 4-pole, 185 x 300, N on left side, connection to the system top, for Schneider Electric NS400, NS630, NSX400, NS630 | 60Classic | 1 | 282.79 |  |  | 05 | 42 |  |  | 4021267325831 | 185 | 35 | 300 |  | 350.0 | 2.135 | 0.00372 | 0.000 |  | 0.000 | 85369095 | 004 Deutschland | No | 27370304 | 27370304 | EC001531 | EC001531 | EC001531 | EC001531 | EC001531 | https://pim.woehner.de/en/produkte/32583000.html
32584000 | 32584 | busbar adapter 250 A, 4-pole | N on left side | connection to the system top | 12, 15, 20, 25, 30 x 5, 10 and section busbars | ABB Tmax T4 |  | busbar adapter 250 A, 4-pole, 140 x 270, N on left side, connection to the system top, for ABB Tmax T4 | 60Classic | 1 | 158.15 |  |  | 05 | 36 |  |  | 4021267325848 | 140 | 35 | 270 | 12.6 | 180.0 | 0.600 | 0.000 | 0.000 |  | 0.000 | 85369095 | 004 Deutschland | Yes | 27370304 | 27370304 | EC001531 | EC001531 | EC001531 | EC001531 | EC001531 | https://pim.woehner.de/en/produkte/32584000.html
32585000 | 32585 | busbar adapter 500 A, 4-pole | N on left side | connection to the system top | 12, 15, 20, 25, 30 x 5, 10 and section busbars | ABB Tmax T5, Allen-Bradley 140G-K |  | busbar adapter 500 A, 4-pole, 185 x 300, N on left side, connection to the system top, for ABB Tmax T5, Allen-Bradley 140G-K | 60Classic | 1 | 308.01 |  |  | 05 | 42 |  |  | 4021267325855 | 185 | 35 | 300 |  | 360.0 | 2.770 | 0.00744 | 0.000 |  | 0.000 | 85369095 | 004 Deutschland | No | 27370304 | 27370304 | EC001531 | EC001531 | EC001531 | EC001531 | EC001531 | https://pim.woehner.de/en/produkte/32585000.html
32586000A | 32586 | busbar adapter 250 A, 4-pole | N on left side | connection to the system top | 12, 15, 20, 25, 30 x 5, 10 and section busbars | ABB Tmax XT3, XT4, Allen-Bradley 140G-J |  | busbar adapter 250 A, 4-pole, 140 x 270, N on left side, connection to the system top, for ABB Tmax XT3, XT4, Allen-Bradley 140G-J | 60Classic | 1 | 158.15 |  |  | 05 | 36 |  |  | 4021267325862 | 140 | 35 | 270 | 12.6 | 180.0 | 0.600 | 0.000 | 0.000 |  | 0.000 | 85369095 | 004 Deutschland | Yes | 27370304 | 27370304 | EC001531 | EC001531 | EC001531 | EC001531 | EC001531 | https://pim.woehner.de/en/produkte/32586000A.html
32588000 | 32588 | busbar adapter 32 A |  |  | 12, 15, 20, 25, 30 x 5, 10 and section busbars |  |  | busbar adapter 32 A, for direct starter Siemens 3RA6, 45 x 200, with leads AWG 10 (6 mm²), with metal mounting rail | 60Classic | 4 | 65.17 |  |  | 05 | 21 |  |  | 4021267325886 | 45 | 63 | 200 | 2.5 | 44.0 | 0.051 | 0.000 | 0.000 | 0.047 | 0.000 | 85369095 | 004 Deutschland | Yes | 27370304 | 27370304 | EC001531 | EC001531 | EC001531 | EC001531 | EC001531 | https://pim.woehner.de/en/produkte/32588000.html
32589000 | 32589 | busbar component support |  |  | 12, 15, 20, 25, 30 x 5, 10 and section busbars |  |  | busbar component support, for direct starter Siemens 3RA6, 45 x 200, without electrical connection, with metal mounting rail | 60Classic | 4 | 41.99 |  |  | 05 | 17 |  |  | 4021267325893 | 45 | 59 | 200 | 0.0 | 24.8 | 0.005 | 0.000 | 0.000 | 0.019 | 0.000 | 85369095 | 004 Deutschland | Yes | 27370304 | 27370304 | EC001531 | EC001531 | EC001531 | EC001531 | EC001531 | https://pim.woehner.de/en/produkte/32589000.html
32590000 | 32590 | busbar adapter 32 A |  |  | 12 x 5, 10 |  |  | busbar adapter 32 A, 1 adjustable mounting rail, 45 x 160, with leads AWG 10 (6 mm²) | 30Compact 3P | 4 | 29.58 |  |  | 05 | 21 |  |  | 4021267325909 | 45 | 63 | 160 | 2.5 | 19.8 | 0.042 | 0.000 | 0.000 |  | 0.000 | 85369095 | 004 Deutschland | Yes | 27370304 | 27370304 | EC001531 | EC001531 | EC001531 | EC001531 | EC001531 | https://pim.woehner.de/en/produkte/32590000.html
32591000 | 32591 | busbar adapter 63 A |  |  | 12 x 5, 10 |  |  | busbar adapter 63 A, 1 adjustable mounting rail, 54 x 160, with leads AWG 8 (10 mm²) | 30Compact 3P | 4 | 35.36 |  |  | 05 | 24 |  |  | 4021267325916 | 54 | 63 | 160 | 6.9 | 21.8 | 0.087 | 0.000 | 0.000 |  | 0.000 | 85369095 | 004 Deutschland | Yes | 27370304 | 27370304 | EC001531 | EC001531 | EC001531 | EC001531 | EC001531 | https://pim.woehner.de/en/produkte/32591000.html
32592000 | 32592 | busbar adapter 210 A, 3-pole |  | connection to the system top | 12, 15, 20, 25, 30 x 5, 10 and section busbars | Terasaki S250-NJ |  | busbar adapter 210 A, 3-pole, 105 x 240, connection to the system top, for Terasaki S250-NJ | 60Classic | 1 | 104.49 |  |  | 05 | 36 |  |  | 4021267325923 | 105 | 35 | 240 | 18.0 | 102.0 | 0.449 | 0.000 | 0.000 |  | 0.000 | 85369095 | 004 Deutschland | Yes | 27370304 | 27370304 | EC001531 | EC001531 | EC001531 | EC001531 | EC001531 | https://pim.woehner.de/en/produkte/32592000.html
32593000 | 32593 | busbar adapter 580 A, 3-pole |  | connection to the system top or bottom | 12, 15, 20, 25, 30 x 5, 10 and section busbars | ABB Tmax T5, Allen-Bradley 140G-K, Siemens 3RV1073 |  | busbar adapter 580 A, 3-pole, 140 x 300, connection to the system top or bottom, for ABB Tmax T5, Allen-Bradley 140G-K, Siemens 3RV1073 | 60Classic | 1 | 210.70 |  |  | 05 | 42 |  |  | 4021267325930 | 140 | 35 | 300 | 75.0 | 252.0 | 1.500 | 0.00372 | 0.000 |  | 0.000 | 85369095 | 004 Deutschland | No | 27370304 | 27370304 | EC001531 | EC001531 | EC001531 | EC001531 | EC001531 | https://pim.woehner.de/en/produkte/32593000.html
32594000 | 32594 | spare part busbar adapter 160 A | [5 empty] | spare part busbar adapter 160 A, busbar adapter base | 60Classic | 2 | 29.78 |  |  | 05 | 58 |  |  | 4021267325947 | 106 | 17 | 200 | 11.9 | 36.5 | 0.099 | 0.000 | 0.000 |  | 0.000 | 85369095 | 004 Deutschland | No | 27370304 | 27370304 | EC001531 | EC001531 | EC001531 | EC001531 | EC001531 | https://pim.woehner.de/en/produkte/32594000.html
32595000 | 32595 | spare part busbar adapter 250 A | [5 empty] | spare part busbar adapter 250 A, busbar adapter base | 60Classic | 2 | 89.34 |  |  | 05 | 58 |  |  | 4021267325954 | 184 | 17 | 210 | 24.8 | 75.5 | 0.233 | 0.000 | 0.000 |  | 0.000 | 85369095 | 004 Deutschland | No | 27370304 | 27370304 | EC001531 | EC001531 | EC001531 | EC001531 | EC001531 | https://pim.woehner.de/en/produkte/32595000.html
32597000A | 32597 | busbar adapter 210 A, 3-pole |  | connection to the system top or bottom | 12, 15, 20, 25, 30 x 5, 10 and section busbars | Terasaki S250-NE |  | busbar adapter 210 A, 3-pole, 105 x 240, connection to the system top or bottom, for Terasaki S250-NE | 60Classic | 1 | 109.67 |  |  | 05 | 36 | x |  | 4021267325978 | 105 | 35 | 240 | 18.0 | 102.0 | 0.526 | 0.000 | 0.000 |  | 0.000 | 85369095 | 004 Deutschland | Yes | 27370304 | 27370304 | EC001531 | EC001531 | EC001531 | EC001531 | EC001531 | https://pim.woehner.de/en/produkte/32597000A.html
32598000 | 32598 | busbar adapter 80 A |  |  | 12, 15, 20, 25, 30 x 5, 10 and section busbars |  |  | busbar adapter 80 A, 2 adjustable mounting rails, 54 x 200, with twin cables AWG10 (6 mm²) | 60Classic | 4 | 54.58 |  |  | 05 | 27 |  |  | 4021267325985 | 54 | 63 | 200 | 9.3 | 47.0 | 0.132 | 0.000 | 0.000 | 0.047 | 0.000 | 85369095 | 004 Deutschland | Yes | 27370304 | 27370304 | EC001531 | EC001531 | EC001531 | EC001531 | EC001531 | https://pim.woehner.de/en/produkte/32598000.html
32600000 | 32600 | busbar adapter 150 A, 3-pole |  | connection to the system top or bottom | 12, 15, 20, 25, 30 x 5, 10 and section busbars | Schneider Electric HL150 |  | busbar adapter 150 A, 3-pole, 105 x 190, connection to the system top or bottom, for Schneider Electric HL150 | 60Classic | 1 | 101.98 |  |  | 05 | 36 | x |  | 4021267326005 | 105 | 35 | 190 |  | 93.8 | 0.318 | 0.003 | 0.000 |  | 0.000 | 85369095 | 004 Deutschland | Yes | 27370304 | 27370304 | EC001531 | EC001531 | EC001531 | EC001531 | EC001531 | https://pim.woehner.de/en/produkte/32600000.html
32601000 | 32601 | busbar adapter 290 A, 3-pole |  | connection to the system top | 12, 15, 20, 25, 30 x 5, 10 and section busbars | ABB Tmax T4, Siemens 3RV1063 |  | busbar adapter 290 A, 3-pole, 105 x 240, connection to the system top, for ABB Tmax T4, Siemens 3RV1063 | 60Classic | 1 | 104.49 |  |  | 05 | 36 |  |  | 4021267326012 | 105 | 35 | 240 | 40.8 | 122.0 | 0.440 | 0.000 | 0.000 |  | 0.000 | 85369095 | 004 Deutschland | Yes | 27370304 | 27370304 | EC001531 | EC001531 | EC001531 | EC001531 | EC001531 | https://pim.woehner.de/en/produkte/32601000.html
32620000A | 32620 | spare part busbar adapter 125 A | [5 empty] | spare part busbar adapter 125 A, busbar adapter base, 49.5 mm x 200 mm, only for use with QU-NH000 | 60Classic | 4 | 31.47 |  |  | 05 | 58 |  |  | 4021267326203 | 49.5 | 45 | 200 | 4.0 | 12.7 | 0.041 | 0.000 | 0.327 |  | 0.000 | 85369095 | 004 Deutschland | Yes | 27370304 | 27370304 | EC001531 | EC001531 | EC001531 | EC001531 | EC001531 | https://pim.woehner.de/en/produkte/32620000A.html
32628000 | 32628 | busbar adapter 1-pole, 63 A |  |  | 12 x 5 |  |  | busbar adapter 1-pole, 63 A, 1 fixed mounting rail, for Schneider Electric iC60, iC65 and C60, 18 x 160 | 30Compact 5P | 12 | 9.30 |  |  | 05 | 20 |  |  | 4021267326289 | 18 | 73 | 160 | 1.8 | 7.0 | 0.033 | 0.000 | 0.000 |  | 0.000 | 85369095 | 061 Tschechien | Yes | 27370304 | 27370304 | EC001531 | EC001531 | EC001531 | EC001531 | EC001531 | https://pim.woehner.de/en/produkte/32628000.html
32629000 | 32629 | busbar adapter 1-pole, 32 A |  |  | 12 x 5 |  |  | busbar adapter 1-pole, 32 A, 1 fixed mounting rail, 18 x 160 / 6 mm² | 30Compact 5P | 12 | 9.80 |  |  | 05 | 19 |  |  | 4021267326296 | 18 | 82 | 160 | 1.0 | 6.0 | 0.030 | 0.000 | 0.000 |  | 0.000 | 85369095 | 061 Tschechien | Yes | 27370304 | 27370304 | EC001531 | EC001531 | EC001531 | EC001531 | EC001531 | https://pim.woehner.de/en/produkte/32629000.html
32630000 | 32630 | busbar adapter 1-pole, 63 A |  |  | 12 x 5 |  |  | busbar adapter 1-pole, 63 A, 1 fixed mounting rail, 18 x 160 / 10 mm² | 30Compact 5P | 12 | 10.91 |  |  | 05 | 20 |  |  | 4021267326302 | 18 | 73 | 160 | 2.5 | 6.6 | 0.031 | 0.000 | 0.000 |  | 0.000 | 85369095 | 061 Tschechien | Yes | 27370304 | 27370304 | EC001531 | EC001531 | EC001531 | EC001531 | EC001531 | https://pim.woehner.de/en/produkte/32630000.html
32631000 | 32631 | busbar component support 1-pole |  |  | 12 x 5 |  |  | busbar component support 1-pole, 1 fixed mounting rail, 18 x 160, without electrical connection | 30Compact 5P | 6 | 7.56 |  |  | 05 | 17 |  |  | 4021267326319 | 18 | 54 | 160 | 0.0 | 3.3 | 0.000 | 0.000 | 0.000 |  | 0.000 | 85369095 | 061 Tschechien | Yes | 27370304 | 27370304 | EC001531 | EC001531 | EC001531 | EC001531 | EC001531 | https://pim.woehner.de/en/produkte/32631000.html
32632000 | 32632 | module N |  |  | 12 x 5 |  |  | module N, terminal 16 mm², 9 x 160 | 30Compact 5P | 12 | 10.15 |  |  | 05 | 44 |  |  | 4021267326326 | 9 | 114 | 160 | 0.8 | 4.4 | 0.008 | 0.005 | 0.000 |  | 0.000 | 85369095 | 061 Tschechien | Yes | 27370304 | 27370304 | EC001531 | EC001531 | EC001531 | EC001531 | EC001531 | https://pim.woehner.de/en/produkte/32632000.html
32633000 | 32633 | side-mounted module | [5 empty] | side-mounted module, for single pole busbar adapters, 9 x 160 | 30Compact 5P | 12 | 7.38 |  |  | 05 | 57 |  |  | 4021267326333 | 9 | 47 | 160 | 0.0 | 1.2 | 0.000 | 0.000 | 0.000 | 0.000 | 0.000 | 85389099 | 004 Deutschland | Yes | 27370390 | 27370390 | EC002498 | EC002498 | EC002498 | EC002498 | EC002498 | https://pim.woehner.de/en/produkte/32633000.html
32634000 | 32634 | module PE |  |  | 12 x 5 |  |  | module PE, terminal 16 mm², 9 x 160 | 30Compact 5P | 12 | 10.15 |  |  | 05 | 44 |  |  | 4021267326340 | 9 | 114 | 160 | 0.8 | 4.4 | 0.007 | 0.005 | 0.000 |  | 0.000 | 85369095 | 061 Tschechien | Yes | 27370304 | 27370304 | EC001531 | EC001531 | EC001531 | EC001531 | EC001531 | https://pim.woehner.de/en/produkte/32634000.html
32635000 | 32635 | busbar component support |  |  | 12, 15, 20, 25, 30 x 5, 10 and section busbars |  |  | busbar component support, 1 adjustable mounting rail and 1 positioner for Siemens S00, 45 x 200, without electrical connection | 60Classic | 4 | 30.66 |  |  | 05 | 17 |  |  | 4021267326357 | 45 | 63 | 200 | 0.0 | 24.8 | 0.005 | 0.000 | 0.000 | 0.019 | 0.000 | 85369095 | 004 Deutschland | Yes | 27370304 | 27370304 | EC001531 | EC001531 | EC001531 | EC001531 | EC001531 | https://pim.woehner.de/en/produkte/32635000.html
32636000 | 32636 | busbar component support |  |  | 12, 15, 20, 25, 30 x 5, 10 and section busbars |  |  | busbar component support, 1 adjustable mounting rail and 1 positioner for Siemens S00 and S0, 45 x 260, without electrical connection | 60Classic | 4 | 33.75 |  |  | 05 | 17 |  |  | 4021267326364 | 45 | 63 | 260 | 0.0 | 27.9 | 0.005 | 0.000 | 0.000 | 0.017 | 0.000 | 85369095 | 004 Deutschland | Yes | 27370304 | 27370304 | EC001531 | EC001531 | EC001531 | EC001531 | EC001531 | https://pim.woehner.de/en/produkte/32636000.html
32637000 | 32637 | busbar adapter 25 A |  |  | 12, 15, 20, 25, 30 x 5, 10 and section busbars |  |  | busbar adapter 25 A, 3-pole, for direct starter Siemens S00 with spring terminal connection, 45 x 260, with leads AWG 12 (4 mm²) | 60Classic | 4 | 47.47 |  |  | 05 | 21 |  |  | 4021267326371 | 45 | 63 | 260 | 4.1 | 30.7 | 0.055 | 0.000 | 0.000 | 0.047 | 0.000 | 85369095 | 004 Deutschland | Yes | 27370304 | 27370304 | EC001531 | EC001531 | EC001531 | EC001531 | EC001531 | https://pim.woehner.de/en/produkte/32637000.html
32638000 | 32638 | busbar adapter 32 A |  |  | 12, 15, 20, 25, 30 x 5, 10 and section busbars |  |  | busbar adapter 32 A, for direct starter Siemens S0 with spring terminal connection, 45 x 260, with 165 mm long leads AWG 10 (6 mm²) | 60Classic | 4 | 48.69 |  |  | 05 | 21 |  |  | 4021267326388 | 45 | 63 | 260 | 3.2 | 32.1 | 0.064 | 0.000 | 0.000 | 0.047 | 0.000 | 85369095 | 004 Deutschland | Yes | 27370304 | 27370304 | EC001531 | EC001531 | EC001531 | EC001531 | EC001531 | https://pim.woehner.de/en/produkte/32638000.html
32639000 | 32639 | busbar adapter 32 A |  |  | 12, 15, 20, 25, 30 x 5, 10 and section busbars |  |  | busbar adapter 32 A, for direct starter Siemens S0 with screw connection, 45 x 260, with leads AWG 10 (6 mm²) | 60Classic | 4 | 35.03 |  |  | 05 | 21 |  |  | 4021267326395 | 45 | 63 | 260 | 2.5 | 33.3 | 0.049 | 0.000 | 0.000 | 0.047 | 0.000 | 85369095 | 004 Deutschland | Yes | 27370304 | 27370304 | EC001531 | EC001531 | EC001531 | EC001531 | EC001531 | https://pim.woehner.de/en/produkte/32639000.html
32640000 | 32640 | busbar adapter 160 A, 4-pole |  | connection to the system top | 12 x 5 | Schneider Electric INS100, INS125, INS160 |  | busbar adapter 160 A, 4-pole, 141 x 160, connection to the system top, for Schneider Electric INS100, INS125, INS160 | 30Compact 5P | 1 | 214.10 |  |  | 05 | 30 |  |  | 4021267326401 | 141 | 88 | 160 | 7.4 | 64.0 | 0.217 | 0.004 | 0.000 |  | 0.000 | 85369095 | 004 Deutschland | Yes | 27370304 | 27370304 | EC001531 | EC001531 | EC001531 | EC001531 | EC001531 | https://pim.woehner.de/en/produkte/32640000.html
32642000 | 32642 | busbar adapter 250 A, 4-pole | N on left side | connection to the system top or bottom | 12, 15, 20, 25, 30 x 5, 10 and section busbars | Schneider Electric NSX100, NSX160, NSX250 |  | busbar adapter 250 A, 4-pole, 140 x 251, N on left side, connection to the system top or bottom, for Schneider Electric NSX100, NSX160, NSX250 | 60Classic | 1 | 158.15 |  |  | 05 | 36 |  |  | 4021267326425 | 140 | 63 | 251 | 12.6 | 118.6 | 0.426 | 0.010 | 0.000 |  | 0.000 | 85369095 | 004 Deutschland | Yes | 27370304 | 27370304 | EC001531 | EC001531 | EC001531 | EC001531 | EC001531 | https://pim.woehner.de/en/produkte/32642000.html
32643000 | 32643 | busbar adapter 520 A, 4-pole | N on left side | connection to the system top or bottom | 12, 15, 20, 25, 30 x 5, 10 and section busbars | Schneider Electric NSX400, NSX630 |  | busbar adapter 520 A, 4-pole, 185 x 284, N on left side, connection to the system top or bottom, for Schneider Electric NSX400, NSX630 | 60Classic | 1 | 289.68 |  |  | 05 | 42 |  |  | 4021267326432 | 185 | 63 | 284 |  | 283.1 | 1.679 | 0.010 | 0.000 |  | 0.000 | 85369095 | 004 Deutschland | Yes | 27370304 | 27370304 | EC001531 | EC001531 | EC001531 | EC001531 | EC001531 | https://pim.woehner.de/en/produkte/32643000.html
32650000 | 32650 | busbar adapter 25 A |  |  | 12, 15, 20, 25, 30 x 5, 10 and section busbars |  |  | busbar adapter 25 A, for direct starter Siemens S00 with spring terminal connection, 45 x 200, with 165 mm long leads AWG 12 (4 mm²) | 60Classic | 4 | 43.05 |  |  | 05 | 21 |  |  | 4021267326500 | 45 | 63 | 200 | 1.9 | 33.0 | 0.055 | 0.000 | 0.000 | 0.047 | 0.000 | 85369095 | 004 Deutschland | Yes | 27370304 | 27370304 | EC001531 | EC001531 | EC001531 | EC001531 | EC001531 | https://pim.woehner.de/en/produkte/32650000.html
32655000 | 32655 | busbar adapter 32 A |  |  | 12, 15, 20, 25, 30 x 5, 10 and section busbars |  |  | busbar adapter 32 A, 1 adjustable mounting rail, 45 x 200, with leads AWG 10 (6 mm²) | 60Classic | 4 | 30.01 |  |  | 05 | 21 |  |  | 4021267326555 | 45 | 63 | 200 | 2.5 | 33.3 | 0.049 | 0.000 | 0.000 | 0.047 | 0.000 | 85369095 | 004 Deutschland | Yes | 27370304 | 27370304 | EC001531 | EC001531 | EC001531 | EC001531 | EC001531 | https://pim.woehner.de/en/produkte/32655000.html
32659000 | 32659 | busbar adapter 32 A |  |  | 12, 15, 20, 25, 30 x 5, 10 and section busbars |  |  | busbar adapter 32 A, for direct starter Siemens S0 with spring terminal connection, 45 x 200, with 165 mm long leads AWG 10 (6 mm²) | 60Classic | 4 | 41.95 |  |  | 05 | 21 |  |  | 4021267326593 | 45 | 63 | 200 | 3.2 | 32.1 | 0.064 | 0.000 | 0.000 | 0.047 | 0.000 | 85369095 | 004 Deutschland | Yes | 27370304 | 27370304 | EC001531 | EC001531 | EC001531 | EC001531 | EC001531 | https://pim.woehner.de/en/produkte/32659000.html
32660000A | 32660 | busbar adapter 144 A, 3-pole |  | connection to the system top | 12, 15, 20, 25, 30 x 5, 10 and section busbars | Siemens 3VA10, 3VA11 |  | busbar adapter 144 A, 3-pole, 76 x 200, connection to the system top, for Siemens 3VA10, 3VA11 | 60Classic | 1 | 120.49 |  |  | 05 | 30 |  |  | 4021267326609 | 76 | 26 | 200 | 12.0 | 81.0 | 0.218 | 0.000 | 0.000 |  | 0.000 | 85369095 | 004 Deutschland | Yes | 27370304 | 27370304 | EC001531 | EC001531 | EC001531 | EC001531 | EC001531 | https://pim.woehner.de/en/produkte/32660000A.html
32661000A | 32661 | busbar adapter 144 A, 3-pole |  |  | 12 x 5, 10 | Siemens 3VA10, 3VA11 |  | busbar adapter 144 A, 3-pole, 76 x 160, for Siemens 3VA10, 3VA11 | 30Compact 3P | 1 | 127.32 |  |  | 05 | 30 |  |  | 4021267326616 | 76 | 98 | 160 | 12.0 | 78.0 | 0.218 | 0.000 | 0.000 |  | 0.000 | 85369095 | 004 Deutschland | Yes | 27370304 | 27370304 | EC001531 | EC001531 | EC001531 | EC001531 | EC001531 | https://pim.woehner.de/en/produkte/32661000A.html
32662000A | 32662 | busbar adapter 80 A |  |  | 12, 15, 20, 25, 30 x 5, 10 and section busbars |  |  | busbar adapter 80 A, for circuit breaker Siemens Sirius frame size S2, 200 mm long, 54 x 200, with leads AWG 4 (25 mm²), top connection to system | 60Classic | 1 | 71.56 |  |  | 05 | 27 |  |  | 4021267326623 | 54 | 63 | 200 | 7.2 | 52.1 | 0.181 | 0.000 | 0.000 |  | 0.000 | 85369095 | 004 Deutschland | Yes | 27370304 | 27370304 | EC001531 | EC001531 | EC001531 | EC001531 | EC001531 | https://pim.woehner.de/en/produkte/32662000A.html
32663000A | 32663 | busbar adapter 80 A |  |  | 12, 15, 20, 25, 30 x 5, 10 and section busbars |  |  | busbar adapter 80 A, 3-pole, for direct starter Siemens Sirius frame size S2, 260 mm long, 54 x 260, with leads AWG 4 (25 mm²), top connection to the system | 60Classic | 1 | 71.56 |  |  | 05 | 27 |  |  | 4021267326630 | 54 | 63 | 260 | 7.2 | 59.1 | 0.181 | 0.000 | 0.000 |  | 0.000 | 85369095 | 004 Deutschland | Yes | 27370304 | 27370304 | EC001531 | EC001531 | EC001531 | EC001531 | EC001531 | https://pim.woehner.de/en/produkte/32663000A.html
32665000A | 32665 | component support | [5 empty] | component support, without electrical connection, 1 adjustable mounting rail, 45 x 160 | CrossBoard® 125A / 250A, CrossBoard® 800 A | 9 | 13.70 |  |  | 05 | 17 |  |  | 4021267326654 | 45 | 35 | 160 | 0.0 | 9.9 | 0.000 | 0.000 | 0.000 | 0.001 | 0.000 | 85369095 | 061 Tschechien | Yes | 27370304 | 27370304 | EC001531 | EC001531 | EC001531 | EC001531 | EC001531 | https://pim.woehner.de/en/produkte/32665000A.html
32666000A | 32666 | adapter 16 A | [5 empty] | adapter 16 A, 1 fixed mounting rail, with leads AWG 14 (2.5 mm²), 45 x 160 | CrossBoard® 125A / 250A, CrossBoard® 800 A | 1 | 17.85 |  |  | 05 | 21 |  | x | 4021267326661 | 45 | 45 | 160 | 1.3 | 12.4 | 0.024 | 0.000 | 0.180 | 0.001 | 0.000 | 85369095 | 061 Tschechien | Yes | 27370304 | 27370304 | EC001531 | EC001531 | EC001531 | EC001531 | EC001531 | https://pim.woehner.de/en/produkte/32666000A.html
32668000A | 32668 | adapter 16 A | [5 empty] | adapter 16 A, 1 adjustable mounting rail, with leads AWG 14 (2.5 mm²), 45 x 160 | CrossBoard® 125A / 250A, CrossBoard® 800 A | 1 | 17.82 |  |  | 05 | 21 |  |  | 4021267326685 | 45 | 45 | 160 | 1.2 | 14.0 | 0.024 | 0.000 | 0.180 | 0.001 | 0.000 | 85369095 | 061 Tschechien | Yes | 27370304 | 27370304 | EC001531 | EC001531 | EC001531 | EC001531 | EC001531 | https://pim.woehner.de/en/produkte/32668000A.html
32669000A | 32669 | adapter 16 A | [5 empty] | adapter 16 A, 1 adjustable mounting rail, with leads AWG 14 (2.5 mm²) 160 mm long, for devices with spring terminal technology, 45 x 160 | CrossBoard® 125A / 250A, CrossBoard® 800 A | 1 | 18.61 |  |  | 05 | 21 |  |  | 4021267326692 | 45 | 45 | 160 | 1.6 | 15.2 | 0.026 | 0.000 | 0.180 | 0.001 | 0.000 | 85369095 | 061 Tschechien | Yes | 27370304 | 27370304 | EC001531 | EC001531 | EC001531 | EC001531 | EC001531 | https://pim.woehner.de/en/produkte/32669000A.html
32676000A | 32676 | adapter 25 A | [5 empty] | adapter 25 A, 1 adjustable mounting rail, with leads AWG 12 (4 mm²), 45 x 160 | CrossBoard® 125A / 250A, CrossBoard® 800 A | 1 | 18.40 |  |  | 05 | 21 |  |  | 4021267326760 | 45 | 45 | 160 | 1.9 | 15.5 | 0.030 | 0.000 | 0.180 | 0.001 | 0.000 | 85369095 | 061 Tschechien | Yes | 27370304 | 27370304 | EC001531 | EC001531 | EC001531 | EC001531 | EC001531 | https://pim.woehner.de/en/produkte/32676000A.html
32682000A | 32682 | adapter 32 A | [5 empty] | adapter 32 A, 1 fixed mounting rail, with leads AWG 10 (6 mm²), 45 x 160 | CrossBoard® 125A / 250A, CrossBoard® 800 A | 1 | 19.70 |  |  | 05 | 21 |  | x | 4021267326821 | 45 | 45 | 160 | 2.1 | 14.0 | 0.044 | 0.000 | 0.180 | 0.001 | 0.000 | 85369095 | 061 Tschechien | Yes | 27370304 | 27370304 | EC001531 | EC001531 | EC001531 | EC001531 | EC001531 | https://pim.woehner.de/en/produkte/32682000A.html
32684000A | 32684 | adapter 32 A | [5 empty] | adapter 32 A, 1 adjustable mounting rail, with leads AWG 10 (6 mm²), 45 x 160 | CrossBoard® 125A / 250A, CrossBoard® 800 A | 1 | 19.24 |  |  | 05 | 21 |  |  | 4021267326845 | 45 | 45 | 160 | 2.1 | 15.6 | 0.044 | 0.000 | 0.180 | 0.001 | 0.000 | 85369095 | 061 Tschechien | Yes | 27370304 | 27370304 | EC001531 | EC001531 | EC001531 | EC001531 | EC001531 | https://pim.woehner.de/en/produkte/32684000A.html
32686000A | 32686 | adapter 32 A | [5 empty] | adapter 32 A, 1 adjustable mounting rail, with leads AWG 10 (6 mm²) 160 mm long, for devices with spring terminal technology, 45 x 160 | CrossBoard® 125A / 250A, CrossBoard® 800 A | 1 | 20.00 |  |  | 05 | 21 |  |  | 4021267326869 | 45 | 45 | 160 | 2.8 | 18.5 | 0.055 | 0.000 | 0.180 | 0.001 | 0.000 | 85369095 | 061 Tschechien | Yes | 27370304 | 27370304 | EC001531 | EC001531 | EC001531 | EC001531 | EC001531 | https://pim.woehner.de/en/produkte/32686000A.html
32690000A | 32690 | adapter 160 A |  |  |  | ABB Tmax XT1, Allen-Bradley 140G-G, Siemens 3VA10, 3VA11, 3VA51, Eaton PDG1 |  | adapter 160 A, 90 x 160, for ABB Tmax XT1, Allen-Bradley 140G-G, Siemens 3VA10, 3VA11, 3VA51, Eaton PDG1 | CrossBoard® 125A / 250A, CrossBoard® 800 A | 1 | 136.12 |  |  | 05 | 30 |  |  | 4021267326906 | 90 | 45 | 160 | 9.8 | 56.6 | 0.290 | 0.000 | 0.720 |  | 0.000 | 85369095 | 004 Deutschland | Yes | 27370304 | 27370304 | EC001531 | EC001531 | EC001531 | EC001531 | EC001531 | https://pim.woehner.de/en/produkte/32690000A.html
32691000A | 32691 | adapter 160 A |  |  |  | ABB Tmax XT2, Allen-Bradley 140G-H, Eaton NZM1, Schneider Electric ComPacT NSXm EverLink |  | adapter 160 A, 90 x 160, for ABB Tmax XT2, Allen-Bradley 140G-H, Eaton NZM1, Schneider Electric ComPacT NSXm EverLink | CrossBoard® 125A / 250A, CrossBoard® 800 A | 1 | 136.12 |  |  | 05 | 30 |  |  | 4021267326913 | 90 | 45 | 160 | 9.8 | 40.0 | 0.290 | 0.000 | 0.720 |  | 0.000 | 85369095 | 004 Deutschland | Yes | 27370304 | 27370304 | EC001531 | EC001531 | EC001531 | EC001531 | EC001531 | https://pim.woehner.de/en/produkte/32691000A.html
32692000A | 32692 | adapter 45 A | [5 empty] | adapter 45 A, 1 adjustable mounting rail, with leads AWG 8 (10 mm²), 45 x 160 | CrossBoard® 125A / 250A, CrossBoard® 800 A | 1 | 21.12 |  |  | 05 | 24 |  |  | 4021267326920 | 45 | 45 | 160 | 2.9 | 18.0 | 0.062 | 0.000 | 0.180 | 0.001 | 0.000 | 85369095 | 061 Tschechien | Yes | 27370304 | 27370304 | EC001531 | EC001531 | EC001531 | EC001531 | EC001531 | https://pim.woehner.de/en/produkte/32692000A.html
32693000A | 32693 | busbar adapter 25 A |  |  | 12 x 5, 10 |  |  | busbar adapter 25 A, for direct starter Siemens S00 with spring terminal connection, 45 x 160, with leads AWG 12 (4 mm²) | 30Compact 3P | 4 | 36.43 |  |  | 05 | 21 | x |  | 4021267326937 | 45 | 63 | 160 | 2.5 | 19.8 | 0.054 | 0.000 | 0.000 |  | 0.000 | 85369095 | 004 Deutschland | Yes | 27370304 | 27370304 | EC001531 | EC001531 | EC001531 | EC001531 | EC001531 | https://pim.woehner.de/en/produkte/32693000A.html
32694000A | 32694 | busbar adapter 30 A |  |  | 12 x 5, 10 |  |  | busbar adapter 30 A, for direct starter Siemens S0 with spring terminal connection, 45 x 160, with leads AWG 10 (6 mm²) | 30Compact 3P | 4 | 41.81 |  |  | 05 | 21 | x |  | 4021267326944 | 45 | 63 | 160 | 2.5 | 19.8 | 0.063 | 0.000 | 0.000 |  | 0.000 | 85369095 | 004 Deutschland | Yes | 27370304 | 27370304 | EC001531 | EC001531 | EC001531 | EC001531 | EC001531 | https://pim.woehner.de/en/produkte/32694000A.html
32700000A | 32700 | IP20 protection cover (front) |  |  |  | ABB Tmax T6, T7, Emax E2, Siemens 3VA27 |  | IP20 protection cover (front), incl. 3 top covers, 300 mm wide, for ABB Tmax T6, T7, Emax E2, Siemens 3VA27 | 185Power | 1 | 158.87 |  |  | 05 | 57 |  |  | 4021267327002 | 297 | 194 | 232 | 0.0 | 125.6 | 0.000 | 0.000 | 0.000 | 0.000 | 0.000 | 85472000 | 004 Deutschland | Yes | 27370390 | 27370390 | EC002498 | EC002498 | EC002498 | EC002498 | EC002498 | https://pim.woehner.de/en/produkte/32700000A.html
32701000A | 32701 | IP20 protection cover (front) |  |  |  | Eaton NZM4, GE FK1600, Legrand DPX³ 1600 |  | IP20 protection cover (front), incl. 3 top covers, 300 mm wide, for Eaton NZM4, GE FK1600, Legrand DPX³ 1600 | 185Power | 1 | 158.87 |  |  | 05 | 57 |  |  | 4021267327019 | 297 | 194 | 232 | 0.0 | 123.8 | 0.000 | 0.000 | 0.000 | 0.000 | 0.000 | 85472000 | 004 Deutschland | Yes | 27370390 | 27370390 | EC002498 | EC002498 | EC002498 | EC002498 | EC002498 | https://pim.woehner.de/en/produkte/32701000A.html
32702000A | 32702 | IP20 protection cover (front) |  |  |  | Schneider Electric NS630B, NS800, NS1000, NS1250, NS1600 |  | IP20 protection cover (front), incl. 3 top covers, 300 mm wide, for Schneider Electric NS630B, NS800, NS1000, NS1250, NS1600 | 185Power | 1 | 158.87 |  |  | 05 | 57 |  |  | 4021267327026 | 297 | 194 | 232 | 0.0 | 122.8 | 0.000 | 0.000 | 0.000 | 0.000 | 0.000 | 85472000 | 004 Deutschland | Yes | 27370390 | 27370390 | EC002498 | EC002498 | EC002498 | EC002498 | EC002498 | https://pim.woehner.de/en/produkte/32702000A.html
32704000A | 32704 | touch-safe protection shroud IP20 (rear installation) | [5 empty] | touch-safe protection shroud IP20 (rear installation), for all adapters | 185Power | 1 | 53.99 |  |  | 05 | 57 |  |  | 4021267327040 | 300 | 67 | 55 | 0.0 | 9.0 | 0.000 | 0.000 | 0.000 | 0.000 | 0.000 | 85472000 | 004 Deutschland | Yes | 27370390 | 27370390 | EC002498 | EC002498 | EC002498 | EC002498 | EC002498 | https://pim.woehner.de/en/produkte/32704000A.html
32705000A | 32705 | IP20 protection cover (front) |  |  |  | Siemens 3VA25 (630 A, 800 A, 1000 A), Noark (1350 A) |  | IP20 protection cover (front), incl. 3 top covers, 300 mm wide, for Siemens 3VA25 (630 A, 800 A, 1000 A), Noark (1350 A) | 185Power | 1 | 158.87 |  |  | 05 | 57 |  |  | 4021267327057 | 297 | 194 | 232 | 0.0 | 128.0 | 0.000 | 0.000 | 0.000 | 0.000 | 0.000 | 85472000 | 004 Deutschland | Yes | 27370390 | 27370390 | EC002498 | EC002498 | EC002498 | EC002498 | EC002498 | https://pim.woehner.de/en/produkte/32705000A.html
32707000A | 32707 | busbar adapter 900 A |  |  | 30, 40, 60, 80, 100, 120 x 10 | Siemens 3VA25 (630 A, 800 A, 1000 A) |  | busbar adapter 900 A, 300 x 652, connection top, clamp connection , for Siemens 3VA25 (630 A, 800 A, 1000 A) | 185Power | 1 | 1199.03 |  |  | 05 | 48 |  |  | 4021267327071 | 300 | 113 | 652 | 239.0 | 2200.0 | 14.286 | 0.000 | 0.000 |  | 0.000 | 85369095 | 004 Deutschland | Yes | 27370304 | 27370304 | EC001531 | EC001531 | EC001531 | EC001531 | EC001531 | https://pim.woehner.de/en/produkte/32707000A.html
32708000A | 32708 | busbar adapter 900 A |  |  | 30, 40, 60, 80, 100, 120 x 10 | Siemens 3VA25 (630 A, 800 A, 1000 A) |  | busbar adapter 900 A, 300 x 652, connection bottom, clamp connection , for Siemens 3VA25 (630 A, 800 A, 1000 A) | 185Power | 1 | 1318.91 |  |  | 05 | 48 |  |  | 4021267327088 | 300 | 113 | 652 | 239.0 | 2200.0 | 14.996 | 0.000 | 0.000 |  | 0.000 | 85369095 | 004 Deutschland | Yes | 27370304 | 27370304 | EC001531 | EC001531 | EC001531 | EC001531 | EC001531 | https://pim.woehner.de/en/produkte/32708000A.html
32709000A | 32709 | busbar adapter 900 A |  |  | 30, 40, 60, 80, 100, 120 x 10 | Siemens 3VA25 (630 A, 800 A, 1000 A) |  | busbar adapter 900 A, 300 x 652, connection top / bottom, screw connection , for Siemens 3VA25 (630 A, 800 A, 1000 A), not suitable for systems with CrossLink protection modules | 185Power | 1 | 1160.24 |  |  | 05 | 48 |  |  | 4021267327095 | 300 | 76 | 652 | 239.0 | 2800.0 | 14.356 | 0.000 | 0.000 |  | 0.000 | 85369095 | 004 Deutschland | Yes | 27370304 | 27370304 | EC001531 | EC001531 | EC001531 | EC001531 | EC001531 | https://pim.woehner.de/en/produkte/32709000A.html
32718000A | 32718 | busbar adapter 1480 A |  |  | 30, 40, 60, 80, 100, 120 x 10 | Schneider Electric Compact NS1600, ComPacT NS1600 |  | busbar adapter 1480 A, 300 x 652, connection bottom, clamp connection, changed phase , for Schneider Electric Compact NS1600, ComPacT NS1600 | 185Power | 1 | 1694.29 |  |  | 05 | 48 |  |  | 4021267327187 | 300 | 76 | 652 | 417.0 | 3230.0 | 24.386 | 0.000 | 0.000 |  | 0.000 | 85369095 | 004 Deutschland | Yes | 27370304 | 27370304 | EC001531 | EC001531 | EC001531 | EC001531 | EC001531 | https://pim.woehner.de/en/produkte/32718000A.html
32719000A | 32719 | busbar adapter 1200 A |  |  | 30, 40, 60, 80, 100, 120 x 10 | Schneider Electric Compact NS1250, ComPacT NS1250 |  | busbar adapter 1200 A, 300 x 652, connection bottom, clamp connection, changed phase , for Schneider Electric Compact NS1250, ComPacT NS1250 | 185Power | 1 | 1560.51 |  |  | 05 | 48 |  |  | 4021267327194 | 300 | 76 | 652 | 335.0 | 3000.0 | 22.947 | 0.000 | 0.000 |  | 0.000 | 85369095 | 004 Deutschland | Yes | 27370304 | 27370304 | EC001531 | EC001531 | EC001531 | EC001531 | EC001531 | https://pim.woehner.de/en/produkte/32719000A.html
32720000A | 32720 | busbar adapter 1480 A |  |  | 30, 40, 60, 80, 100, 120 x 10 | Schneider Electric Compact NS1600, ComPacT NS1600 |  | busbar adapter 1480 A, 300 x 652, Verbindung unten, Schraubkontaktierung, Phasendrehung, for Schneider Electric Compact NS1600, ComPacT NS1600, not suitable for systems with CrossLink protection modules | 185Power | 1 | 1609.45 |  |  | 05 | 48 |  |  | 4021267327200 | 300 | 83 | 652 | 417.0 | 3140.0 | 24.456 | 0.000 | 0.000 |  | 0.000 | 85369095 | 004 Deutschland | Yes | 27370304 | 27370304 | EC001531 | EC001531 | EC001531 | EC001531 | EC001531 | https://pim.woehner.de/en/produkte/32720000A.html
32721000A | 32721 | busbar adapter 1200 A |  |  | 30, 40, 60, 80, 100, 120 x 10 | Schneider Electric Compact NS1250, ComPacT NS1250 |  | busbar adapter 1200 A, 300 x 652, connection bottom, screw connection, changed phase , for Schneider Electric Compact NS1250, ComPacT NS1250, not suitable for systems with CrossLink protection modules | 185Power | 1 | 1478.95 |  |  | 05 | 48 |  |  | 4021267327217 | 300 | 83 | 652 | 335.0 | 2900.0 | 23.892 | 0.000 | 0.000 |  | 0.000 | 85369095 | 004 Deutschland | Yes | 27370304 | 27370304 | EC001531 | EC001531 | EC001531 | EC001531 | EC001531 | https://pim.woehner.de/en/produkte/32721000A.html
32722000A | 32722 | busbar adapter 1320 A |  |  | 30, 40, 60, 80, 100, 120 x 10 | ABB Tmax T7, XT7 (1600 A), Emax E1.2 (1600 A), Siemens 3VA27 (1600 A) |  | busbar adapter 1320 A, 300 x 652, connection bottom, clamp connection, changed phase , for ABB Tmax T7, XT7 (1600 A), Emax E1.2 (1600 A), Siemens 3VA27 (1600 A) | 185Power | 1 | 1694.29 |  |  | 05 | 48 |  |  | 4021267327224 | 300 | 76 | 652 | 371.0 | 3230.0 | 24.386 | 0.000 | 0.000 |  | 0.000 | 85369095 | 004 Deutschland | Yes | 27370304 | 27370304 | EC001531 | EC001531 | EC001531 | EC001531 | EC001531 | https://pim.woehner.de/en/produkte/32722000A.html
32723000A | 32723 | busbar adapter 1220 A |  |  | 30, 40, 60, 80, 100, 120 x 10 | ABB Tmax T7, XT7 (1250 A), Emax E1.2 (1250 A), Siemens 3VA27 (1250 A) |  | busbar adapter 1220 A, 300 x 652, connection bottom, clamp connection, changed phase , for ABB Tmax T7, XT7 (1250 A), Emax E1.2 (1250 A), Siemens 3VA27 (1250 A) | 185Power | 1 | 1560.51 |  |  | 05 | 48 |  |  | 4021267327231 | 300 | 76 | 652 | 346.0 | 3000.0 | 22.947 | 0.000 | 0.000 |  | 0.000 | 85369095 | 004 Deutschland | Yes | 27370304 | 27370304 | EC001531 | EC001531 | EC001531 | EC001531 | EC001531 | https://pim.woehner.de/en/produkte/32723000A.html
32724000A | 32724 | busbar adapter 1320 A |  |  | 30, 40, 60, 80, 100, 120 x 10 | ABB Tmax T7, XT7 (1600 A), Emax E1.2 (1600 A), Siemens 3VA27 (1600 A) |  | busbar adapter 1320 A, 300 x 652, connection bottom, screw connection, changed phase , for ABB Tmax T7, XT7 (1600 A), Emax E1.2 (1600 A), Siemens 3VA27 (1600 A), not suitable for systems with CrossLink protection modules | 185Power | 1 | 1649.68 |  |  | 05 | 48 |  |  | 4021267327248 | 300 | 85 | 652 | 371.0 | 3140.0 | 24.456 | 0.000 | 0.000 |  | 0.000 | 85369095 | 004 Deutschland | Yes | 27370304 | 27370304 | EC001531 | EC001531 | EC001531 | EC001531 | EC001531 | https://pim.woehner.de/en/produkte/32724000A.html
32725000A | 32725 | busbar adapter 1220 A |  |  | 30, 40, 60, 80, 100, 120 x 10 | ABB Tmax T7, XT7 (1250 A), Emax E1.2 (1250 A), Siemens 3VA27 (1250 A) |  | busbar adapter 1220 A, 300 x 652, connection bottom, screw connection, changed phase, for ABB Tmax T7, XT7 (1250 A), Emax E1.2 (1250 A), Siemens 3VA27 (1250 A), not suitable for systems with CrossLink protection modules | 185Power | 1 | 1515.93 |  |  | 05 | 48 |  |  | 4021267327255 | 300 | 85 | 652 | 346.0 | 2900.0 | 23.016 | 0.000 | 0.000 |  | 0.000 | 85369095 | 004 Deutschland | Yes | 27370304 | 27370304 | EC001531 | EC001531 | EC001531 | EC001531 | EC001531 | https://pim.woehner.de/en/produkte/32725000A.html
32726000A | 32726 | busbar adapter 1220 A |  |  | 30, 40, 60, 80, 100, 120 x 10 | ABB Tmax T7, XT7 (1250 A), Emax E1.2 (1250 A), Siemens 3VA27 (1250 A) |  | busbar adapter 1220 A, 300 x 652, connection bottom, clamp connection , for ABB Tmax T7, XT7 (1250 A), Emax E1.2 (1250 A), Siemens 3VA27 (1250 A) | 185Power | 1 | 1492.66 |  |  | 05 | 48 |  |  | 4021267327262 | 300 | 76 | 652 | 346.0 | 3028.0 | 22.984 | 0.000 | 0.000 |  | 0.000 | 85369095 | 004 Deutschland | Yes | 27370304 | 27370304 | EC001531 | EC001531 | EC001531 | EC001531 | EC001531 | https://pim.woehner.de/en/produkte/32726000A.html
32729000A | 32729 | busbar adapter 1000 A |  |  | 30, 40, 60, 80, 100, 120 x 10 | ABB Tmax T6, XT6 (1000 A), T7, XT7 (1000 A), Emax E1.2 (1000 A), Siemens 3VA27 (1000 A) |  | busbar adapter 1000 A, 300 x 652, connection bottom, clamp connection , for ABB Tmax T6, XT6 (1000 A), T7, XT7 (1000 A), Emax E1.2 (1000 A), Siemens 3VA27 (1000 A) | 185Power | 1 | 1318.91 |  |  | 05 | 48 |  |  | 4021267327293 | 300 | 76 | 652 | 288.0 | 2300.0 | 15.061 | 0.000 | 0.000 |  | 0.000 | 85369095 | 004 Deutschland | Yes | 27370304 | 27370304 | EC001531 | EC001531 | EC001531 | EC001531 | EC001531 | https://pim.woehner.de/en/produkte/32729000A.html
32730000A | 32730 | busbar adapter 800 A |  |  | 30, 40, 60, 80, 100, 120 x 10 | ABB Tmax T6, XT6, T7, XT7 (800 A), Emax E1.2 (800 A), Siemens 3VA27 (800 A) |  | busbar adapter 800 A, 300 x 652, connection bottom, clamp connection , for ABB Tmax T6, XT6, T7, XT7 (800 A), Emax E1.2 (800 A), Siemens 3VA27 (800 A) | 185Power | 1 | 1146.75 |  |  | 05 | 48 |  |  | 4021267327309 | 300 | 76 | 652 | 176.0 | 2300.0 | 14.485 | 0.000 | 0.000 |  | 0.000 | 85369095 | 004 Deutschland | Yes | 27370304 | 27370304 | EC001531 | EC001531 | EC001531 | EC001531 | EC001531 | https://pim.woehner.de/en/produkte/32730000A.html
32731000A | 32731 | busbar adapter 1400 A |  |  | 30, 40, 60, 80, 100, 120 x 10 | Eaton NZM4 (1600 A), Siemens 3VL8 (1600 A) |  | busbar adapter 1400 A, 300 x 652, connection bottom, clamp connection , for Eaton NZM4 (1600 A), Siemens 3VL8 (1600 A) | 185Power | 1 | 1620.60 |  |  | 05 | 48 |  |  | 4021267327316 | 300 | 76 | 652 | 518.0 | 2800.0 | 25.010 | 0.000 | 0.000 |  | 0.000 | 85369095 | 004 Deutschland | Yes | 27370304 | 27370304 | EC001531 | EC001531 | EC001531 | EC001531 | EC001531 | https://pim.woehner.de/en/produkte/32731000A.html
32732000A | 32732 | busbar adapter 1200 A |  |  | 30, 40, 60, 80, 100, 120 x 10 | Eaton NZM4 (1250 A) |  | busbar adapter 1200 A, 300 x 652, connection bottom, clamp connection , for Eaton NZM4 (1250 A) | 185Power | 1 | 1620.60 |  |  | 05 | 48 |  |  | 4021267327323 | 300 | 76 | 652 | 365.0 | 3180.0 | 23.569 | 0.000 | 0.000 |  | 0.000 | 85369095 | 004 Deutschland | Yes | 27370304 | 27370304 | EC001531 | EC001531 | EC001531 | EC001531 | EC001531 | https://pim.woehner.de/en/produkte/32732000A.html
32733000A | 32733 | busbar adapter 1000 A |  |  | 30, 40, 60, 80, 100, 120 x 10 | Eaton NZM4 (630 A, 800 A, 1000 A) |  | busbar adapter 1000 A, 300 x 652, connection bottom, clamp connection , for Eaton NZM4 (630 A, 800 A, 1000 A) | 185Power | 1 | 1318.91 |  |  | 05 | 48 |  |  | 4021267327330 | 300 | 76 | 652 | 239.0 | 2400.0 | 15.557 | 0.000 | 0.000 |  | 0.000 | 85369095 | 004 Deutschland | Yes | 27370304 | 27370304 | EC001531 | EC001531 | EC001531 | EC001531 | EC001531 | https://pim.woehner.de/en/produkte/32733000A.html
32734000A | 32734 | busbar adapter 1480 A |  |  | 30, 40, 60, 80, 100, 120 x 10 | Schneider Electric Compact NS1600, ComPacT NS1600 |  | busbar adapter 1480 A, 300 x 652, connection bottom, clamp connection , for Schneider Electric Compact NS1600, ComPacT NS1600 | 185Power | 1 | 1620.60 |  |  | 05 | 48 |  |  | 4021267327347 | 300 | 76 | 652 | 417.0 | 3350.0 | 24.424 | 0.000 | 0.000 |  | 0.000 | 85369095 | 004 Deutschland | Yes | 27370304 | 27370304 | EC001531 | EC001531 | EC001531 | EC001531 | EC001531 | https://pim.woehner.de/en/produkte/32734000A.html
32737000A | 32737 | busbar adapter 1200 A |  |  | 30, 40, 60, 80, 100, 120 x 10 | Schneider Electric Compact NS1250, ComPacT NS1250 |  | busbar adapter 1200 A, 300 x 652, connection bottom, clamp connection , for Schneider Electric Compact NS1250, ComPacT NS1250 | 185Power | 1 | 1492.66 |  |  | 05 | 48 |  |  | 4021267327378 | 300 | 76 | 652 | 335.0 | 3200.0 | 22.984 | 0.000 | 0.000 |  | 0.000 | 85369095 | 004 Deutschland | Yes | 27370304 | 27370304 | EC001531 | EC001531 | EC001531 | EC001531 | EC001531 | https://pim.woehner.de/en/produkte/32737000A.html
32741000A | 32741 | busbar adapter 630 A |  |  | 30, 40, 60, 80, 100, 120 x 10 |  |  | busbar adapter 630 A, universal version up to 630 A, phase distance 43-46 mm, connection at top, CrossLink® clamp connection | 185Power | 1 | 753.74 |  |  | 05 | 48 |  |  | 4021267327415 | 150 | 55 | 585 |  | 590.0 | 4.612 | 0.008 | 0.000 |  | 0.000 | 85369095 | 004 Deutschland | Yes | 27370304 | 27370304 | EC001531 | EC001531 | EC001531 | EC001531 | EC001531 | https://pim.woehner.de/en/produkte/32741000A.html
32742000A | 32742 | busbar adapter 630 A |  |  | 30, 40, 60, 80, 100, 120 x 10 |  |  | busbar adapter 630 A, universal version up to 630 A, phase distance 43-46 mm, connection at top, flat clamp connection | 185Power | 1 | 757.38 |  |  | 05 | 48 |  |  | 4021267327422 | 150 | 47 | 585 |  | 640.0 | 4.504 | 0.008 | 0.000 |  | 0.000 | 85369095 | 004 Deutschland | Yes | 27370304 | 27370304 | EC001531 | EC001531 | EC001531 | EC001531 | EC001531 | https://pim.woehner.de/en/produkte/32742000A.html
32743000A | 32743 | busbar adapter 630 A |  |  | 30, 40, 60, 80, 100, 120 x 10 |  |  | busbar adapter 630 A, universal version up to 630 A, phase distance 43-46 mm, connection at top / bottom, screw connection | 185Power | 1 | 733.10 |  |  | 05 | 48 |  |  | 4021267327439 | 150 | 47 | 585 |  | 620.0 | 4.483 | 0.008 | 0.000 |  | 0.000 | 85369095 | 004 Deutschland | Yes | 27370304 | 27370304 | EC001531 | EC001531 | EC001531 | EC001531 | EC001531 | https://pim.woehner.de/en/produkte/32743000A.html
32745000A | 32745 | busbar adapter 630 A |  |  | 30, 40, 60, 80, 100, 120 x 10 |  |  | busbar adapter 630 A, universal version up to 630 A, phase distance 43-46 mm, connection at bottom, CrossLink® clamp connection | 185Power | 1 | 753.74 |  |  | 05 | 48 |  |  | 4021267327453 | 150 | 55 | 585 |  | 700.0 | 5.351 | 0.008 | 0.000 |  | 0.000 | 85369095 | 004 Deutschland | Yes | 27370304 | 27370304 | EC001531 | EC001531 | EC001531 | EC001531 | EC001531 | https://pim.woehner.de/en/produkte/32745000A.html
32746000A | 32746 | busbar adapter 630 A |  |  | 30, 40, 60, 80, 100, 120 x 10 |  |  | busbar adapter 630 A, universal version up to 630 A, phase distance 43-46 mm, connection at bottom, flat clamp connection | 185Power | 1 | 753.74 |  |  | 05 | 48 |  |  | 4021267327460 | 150 | 47 | 585 |  | 700.0 | 5.220 | 0.008 | 0.000 |  | 0.000 | 85369095 | 004 Deutschland | Yes | 27370304 | 27370304 | EC001531 | EC001531 | EC001531 | EC001531 | EC001531 | https://pim.woehner.de/en/produkte/32746000A.html
32747000A | 32747 | busbar adapter 900 A |  |  | 30, 40, 60, 80, 100, 120 x 10 | Schneider Electric Compact NS630B, NS800, NS1000, ComPacT NS800, NS1000 |  | busbar adapter 900 A, 300 x 652, connection bottom, clamp connection , for Schneider Electric Compact NS630B, NS800, NS1000, ComPacT NS800, NS1000 | 185Power | 1 | 1312.60 |  |  | 05 | 48 |  |  | 4021267327477 | 300 | 76 | 652 | 234.0 | 2400.0 | 14.858 | 0.000 | 0.000 |  | 0.000 | 85369095 | 004 Deutschland | Yes | 27370304 | 27370304 | EC001531 | EC001531 | EC001531 | EC001531 | EC001531 | https://pim.woehner.de/en/produkte/32747000A.html
32752000A | 32752 | busbar adapter 1550 A |  |  | 30, 40, 60, 80, 100, 120 x 10 | Socomec Sirco 1250 A (Socomec-Nr. 26003U21), Sirco 1600 A (Socomec-Nr. 26003U61) |  | busbar adapter 1550 A, 300 x 675, connection top, clamp connection , for Socomec Sirco 1250 A (Socomec-Nr. 26003U21), Sirco 1600 A (Socomec-Nr. 26003U61) | 185Power | 1 | 1590.60 |  |  | 05 | 48 |  |  | 4021267327521 | 300 | 76 | 652 | 635.0 | 3350.0 | 23.590 | 0.000 | 0.000 |  | 0.000 | 85369095 | 004 Deutschland | Yes | 27370304 | 27370304 | EC001531 | EC001531 | EC001531 | EC001531 | EC001531 | https://pim.woehner.de/en/produkte/32752000A.html
32756000A | 32756 | busbar adapter 1500 A |  |  | 30, 40, 60, 80, 100, 120 x 10 | Schneider Electric Compact NS1600, ComPacT NS1600 |  | busbar adapter 1500 A, 300 x 652, connection top, clamp connection , for Schneider Electric Compact NS1600, ComPacT NS1600 | 185Power | 1 | 1473.27 |  |  | 05 | 48 |  |  | 4021267327569 | 300 | 85 | 652 | 448.0 | 3100.0 | 23.005 | 0.000 | 0.000 |  | 0.000 | 85369095 | 004 Deutschland | Yes | 27370304 | 27370304 | EC001531 | EC001531 | EC001531 | EC001531 | EC001531 | https://pim.woehner.de/en/produkte/32756000A.html
32757000A | 32757 | busbar adapter 1250 A |  |  | 30, 40, 60, 80, 100, 120 x 10 | Schneider Electric Compact NS1250, ComPacT NS1250 |  | busbar adapter 1250 A, 300 x 652, connection top, clamp connection , for Schneider Electric Compact NS1250, ComPacT NS1250 | 185Power | 1 | 1356.97 |  |  | 05 | 48 |  |  | 4021267327576 | 300 | 85 | 652 | 363.0 | 3000.0 | 21.565 | 0.000 | 0.000 |  | 0.000 | 85369095 | 004 Deutschland | Yes | 27370304 | 27370304 | EC001531 | EC001531 | EC001531 | EC001531 | EC001531 | https://pim.woehner.de/en/produkte/32757000A.html
32758000A | 32758 | busbar adapter 1000 A |  |  | 30, 40, 60, 80, 100, 120 x 10 | Schneider Electric Compact NS630B, NS800, NS1000, ComPacT NS800, NS1000 |  | busbar adapter 1000 A, 300 x 652, connection top, clamp connection , for Schneider Electric Compact NS630B, NS800, NS1000, ComPacT NS800, NS1000 | 185Power | 1 | 1199.03 |  |  | 05 | 48 |  |  | 4021267327583 | 300 | 85 | 652 | 288.0 | 2620.0 | 14.149 | 0.000 | 0.000 |  | 0.000 | 85369095 | 004 Deutschland | Yes | 27370304 | 27370304 | EC001531 | EC001531 | EC001531 | EC001531 | EC001531 | https://pim.woehner.de/en/produkte/32758000A.html
32761000A | 32761 | busbar adapter 1440 A |  |  | 30, 40, 60, 80, 100, 120 x 10 | Eaton NZM4 (1600 A), Siemens 3VL8 (1600 A) |  | busbar adapter 1440 A, 300 x 652, connection top, clamp connection , for Eaton NZM4 (1600 A), Siemens 3VL8 (1600 A) | 185Power | 1 | 1473.27 |  |  | 05 | 48 |  |  | 4021267327613 | 300 | 85 | 652 | 548.0 | 3060.0 | 23.590 | 0.000 | 0.000 |  | 0.000 | 85369095 | 004 Deutschland | Yes | 27370304 | 27370304 | EC001531 | EC001531 | EC001531 | EC001531 | EC001531 | https://pim.woehner.de/en/produkte/32761000A.html
32762000A | 32762 | busbar adapter 1250 A |  |  | 30, 40, 60, 80, 100, 120 x 10 | Eaton NZM4 (1250 A) |  | busbar adapter 1250 A, 300 x 652, connection top, clamp connection , for Eaton NZM4 (1250 A) | 185Power | 1 | 1473.27 |  |  | 05 | 48 |  |  | 4021267327620 | 300 | 85 | 652 | 396.0 | 2900.0 | 22.151 | 0.000 | 0.000 |  | 0.000 | 85369095 | 004 Deutschland | Yes | 27370304 | 27370304 | EC001531 | EC001531 | EC001531 | EC001531 | EC001531 | https://pim.woehner.de/en/produkte/32762000A.html
32763000A | 32763 | busbar adapter 1000 A |  |  | 30, 40, 60, 80, 100, 120 x 10 | Eaton NZM4 (630 A, 800 A, 1000 A) |  | busbar adapter 1000 A, 300 x 652, connection top, clamp connection , for Eaton NZM4 (630 A, 800 A, 1000 A) | 185Power | 1 | 1199.03 |  |  | 05 | 48 |  |  | 4021267327637 | 300 | 85 | 652 | 239.0 | 2300.0 | 14.848 | 0.000 | 0.000 |  | 0.000 | 85369095 | 004 Deutschland | Yes | 27370304 | 27370304 | EC001531 | EC001531 | EC001531 | EC001531 | EC001531 | https://pim.woehner.de/en/produkte/32763000A.html
32764000A | 32764 | busbar adapter 1500A |  |  | 30, 40, 60, 80, 100, 120 x 10 | Socomec Sirco 1250 A (Socomec-Nr. 26003U21), Sirco 1600 A (Socomec-Nr. 26003U61) |  | busbar adapter 1500A, 300 x 652, connection bottom, clamp connection, for Socomec Sirco 1250 A (Socomec-Nr. 26003U21), Sirco 1600 A (Socomec-Nr. 26003U61) | 185Power | 1 | 1807.85 |  |  | 05 | 48 |  |  | 4021267327644 | 300 | 76 | 652 | 594.0 | 3350.0 | 25.010 | 0.000 | 0.000 |  | 0.000 | 85369095 | 004 Deutschland | Yes | 27370304 | 27370304 | EC001531 | EC001531 | EC001531 | EC001531 | EC001531 | https://pim.woehner.de/en/produkte/32764000A.html
32765000A | 32765 | busbar adapter 1250 A |  |  | 30, 40, 60, 80, 100, 120 x 10 | ABB Tmax T7, XT7 (1250 A), Emax E1.2 (1250 A), Siemens 3VA27 (1250 A) |  | busbar adapter 1250 A, 300 x 652, connection top, clamp connection , for ABB Tmax T7, XT7 (1250 A), Emax E1.2 (1250 A), Siemens 3VA27 (1250 A) | 185Power | 1 | 1356.97 |  |  | 05 | 48 |  |  | 4021267327651 | 300 | 85 | 652 | 363.0 | 3010.0 | 21.565 | 0.000 | 0.000 |  | 0.000 | 85369095 | 004 Deutschland | Yes | 27370304 | 27370304 | EC001531 | EC001531 | EC001531 | EC001531 | EC001531 | https://pim.woehner.de/en/produkte/32765000A.html
32766000A | 32766 | busbar adapter 1000 A |  |  | 30, 40, 60, 80, 100, 120 x 10 | ABB Tmax T6, XT6 (1000 A), T7, XT7 (1000 A), Emax E1.2 (1000 A), Siemens 3VA27 (1000 A) |  | busbar adapter 1000 A, 300 x 652, connection top, clamp connection , for ABB Tmax T6, XT6 (1000 A), T7, XT7 (1000 A), Emax E1.2 (1000 A), Siemens 3VA27 (1000 A) | 185Power | 1 | 1199.03 |  |  | 05 | 48 |  |  | 4021267327668 | 300 | 85 | 652 | 288.0 | 2100.0 | 14.352 | 0.000 | 0.000 |  | 0.000 | 85369095 | 004 Deutschland | Yes | 27370304 | 27370304 | EC001531 | EC001531 | EC001531 | EC001531 | EC001531 | https://pim.woehner.de/en/produkte/32766000A.html
32767000A | 32767 | busbar adapter 800 A |  |  | 30, 40, 60, 80, 100, 120 x 10 | ABB Tmax T6, T7, XT6, XT7 (800 A), Emax E1.2 (800 A), Siemens 3VA27 (800 A) |  | busbar adapter 800 A, 300 x 652, connection top, clamp connection , for ABB Tmax T6, T7, XT6, XT7 (800 A), Emax E1.2 (800 A), Siemens 3VA27 (800 A) | 185Power | 1 | 1042.49 |  |  | 05 | 48 |  |  | 4021267327675 | 300 | 85 | 652 | 176.0 | 2120.0 | 13.774 | 0.000 | 0.000 |  | 0.000 | 85369095 | 004 Deutschland | Yes | 27370304 | 27370304 | EC001531 | EC001531 | EC001531 | EC001531 | EC001531 | https://pim.woehner.de/en/produkte/32767000A.html
32775000A | 32775 | busbar adapter 1480 A |  |  | 30, 40, 60, 80, 100, 120 x 10 | Schneider Electric Compact NS1600, ComPacT NS 1600 |  | busbar adapter 1480 A, 300 x 652, connection top / bottom, screw connection, for Schneider Electric Compact NS1600, ComPacT NS 1600, not suitable for systems with CrossLink protection modules | 185Power | 1 | 1434.52 |  |  | 05 | 48 |  |  | 4021267327750 | 300 | 85 | 652 | 417.0 | 3010.0 | 23.074 | 0.000 | 0.000 |  | 0.000 | 85369095 | 004 Deutschland | Yes | 27370304 | 27370304 | EC001531 | EC001531 | EC001531 | EC001531 | EC001531 | https://pim.woehner.de/en/produkte/32775000A.html
32776000A | 32776 | busbar adapter 1200 A |  |  | 30, 40, 60, 80, 100, 120 x 10 | Schneider Electric Compact NS1250, ComPacT NS1250 |  | busbar adapter 1200 A, 300 x 652, connection top / bottom, screw connection , for Schneider Electric Compact NS1250, ComPacT NS1250, not suitable for systems with CrossLink protection modules | 185Power | 1 | 1318.19 |  |  | 05 | 48 |  |  | 4021267327767 | 300 | 85 | 652 | 335.0 | 2900.0 | 21.635 | 0.000 | 0.000 |  | 0.000 | 85369095 | 004 Deutschland | Yes | 27370304 | 27370304 | EC001531 | EC001531 | EC001531 | EC001531 | EC001531 | https://pim.woehner.de/en/produkte/32776000A.html
32777000A | 32777 | busbar adapter 900 A |  |  | 30, 40, 60, 80, 100, 120 x 10 | Schneider Electric Compact NS630B, NS800, NS1000, CompPacT NS800, NS1000 |  | busbar adapter 900 A, 300 x 652, connection top / bottom, screw connection , for Schneider Electric Compact NS630B, NS800, NS1000, CompPacT NS800, NS1000, not suitable for systems with CrossLink protection modules | 185Power | 1 | 1160.24 |  |  | 05 | 48 |  |  | 4021267327774 | 300 | 85 | 652 | 234.0 | 2200.0 | 14.218 | 0.000 | 0.000 |  | 0.000 | 85369095 | 004 Deutschland | Yes | 27370304 | 27370304 | EC001531 | EC001531 | EC001531 | EC001531 | EC001531 | https://pim.woehner.de/en/produkte/32777000A.html
32779000A | 32779 | busbar adapter 1000 A |  |  | 30, 40, 60, 80, 100, 120 x 10 | Eaton NZM4 (630 A, 800 A, 1000 A) |  | busbar adapter 1000 A, 300 x 652, connection top / bottom, screw connection , for Eaton NZM4 (630 A, 800 A, 1000 A), not suitable for systems with CrossLink protection modules | 185Power | 1 | 1160.24 |  |  | 05 | 48 |  |  | 4021267327798 | 300 | 85 | 652 | 239.0 | 2200.0 | 14.917 | 0.000 | 0.000 |  | 0.000 | 85369095 | 004 Deutschland | Yes | 27370304 | 27370304 | EC001531 | EC001531 | EC001531 | EC001531 | EC001531 | https://pim.woehner.de/en/produkte/32779000A.html
32780000A | 32780 | busbar adapter 1400 A |  |  | 30, 40, 60, 80, 100, 120 x 10 | Eaton NZM4 (1600 A), Siemens 3VL8 (1600 A) |  | busbar adapter 1400 A, 300 x 652, connection top / bottom, screw connection , for Eaton NZM4 (1600 A), Siemens 3VL8 (1600 A), not suitable for systems with CrossLink protection modules | 185Power | 1 | 1434.52 |  |  | 05 | 48 |  |  | 4021267327804 | 300 | 85 | 652 | 518.0 | 2950.0 | 23.660 | 0.000 | 0.000 |  | 0.000 | 85369095 | 004 Deutschland | Yes | 27370304 | 27370304 | EC001531 | EC001531 | EC001531 | EC001531 | EC001531 | https://pim.woehner.de/en/produkte/32780000A.html
32781000A | 32781 | busbar adapter 1200 A |  |  | 30, 40, 60, 80, 100, 120 x 10 | Eaton NZM4 (1250 A) |  | busbar adapter 1200 A, 300 x 652, connection top / bottom, screw connection , for Eaton NZM4 (1250 A), not suitable for systems with CrossLink protection modules | 185Power | 1 | 1318.19 |  |  | 05 | 48 |  |  | 4021267327811 | 300 | 85 | 652 | 365.0 | 2600.0 | 22.220 | 0.000 | 0.000 |  | 0.000 | 85369095 | 004 Deutschland | Yes | 27370304 | 27370304 | EC001531 | EC001531 | EC001531 | EC001531 | EC001531 | https://pim.woehner.de/en/produkte/32781000A.html
32784000A | 32784 | busbar adapter 1220 A |  |  | 30, 40, 60, 80, 100, 120 x 10 | ABB Tmax T7, XT7 (1250 A), Emax E1.2 (1250 A), Siemens 3VA27 (1250 A) |  | busbar adapter 1220 A, 300 x 652, connection top / bottom, screw connection , for ABB Tmax T7, XT7 (1250 A), Emax E1.2 (1250 A), Siemens 3VA27 (1250 A), not suitable for systems with CrossLink protection modules | 185Power | 1 | 1318.19 |  |  | 05 | 48 |  |  | 4021267327842 | 300 | 85 | 652 | 346.0 | 2800.0 | 21.635 | 0.000 | 0.000 |  | 0.000 | 85369095 | 004 Deutschland | Yes | 27370304 | 27370304 | EC001531 | EC001531 | EC001531 | EC001531 | EC001531 | https://pim.woehner.de/en/produkte/32784000A.html
32785000A | 32785 | busbar adapter 1000 A |  |  | 30, 40, 60, 80, 100, 120 x 10 | ABB Tmax T6, XT6 (1000 A), T7, XT7 (1000 A), Emax E1.2 (1000 A), Siemens 3VA27 (1000 A) |  | busbar adapter 1000 A, 300 x 652, connection top / bottom, screw connection , for ABB Tmax T6, XT6 (1000 A), T7, XT7 (1000 A), Emax E1.2 (1000 A), Siemens 3VA27 (1000 A), not suitable for systems with CrossLink protection modules | 185Power | 1 | 1160.24 |  |  | 05 | 48 |  |  | 4021267327859 | 300 | 85 | 652 | 288.0 | 2620.0 | 14.421 | 0.000 | 0.000 |  | 0.000 | 85369095 | 004 Deutschland | Yes | 27370304 | 27370304 | EC001531 | EC001531 | EC001531 | EC001531 | EC001531 | https://pim.woehner.de/en/produkte/32785000A.html
32786000A | 32786 | busbar adapter 800 A |  |  | 30, 40, 60, 80, 100, 120 x 10 | ABB Tmax T6, XT6, T7, XT7 (800 A), Emax E1.2 (800 A), Siemens 3VA27 (800 A) |  | busbar adapter 800 A, 300 x 652, connection top / bottom, screw connection , for ABB Tmax T6, XT6, T7, XT7 (800 A), Emax E1.2 (800 A), Siemens 3VA27 (800 A), not suitable for systems with CrossLink protection modules | 185Power | 1 | 1003.71 |  |  | 05 | 48 |  |  | 4021267327866 | 300 | 85 | 652 | 176.0 | 2150.0 | 13.845 | 0.000 | 0.000 |  | 0.000 | 85369095 | 004 Deutschland | Yes | 27370304 | 27370304 | EC001531 | EC001531 | EC001531 | EC001531 | EC001531 | https://pim.woehner.de/en/produkte/32786000A.html
32787000A | 32787 | busbar adapter 1400 A |  |  | 30, 40, 60, 80, 100, 120 x 10 | Eaton NZM4 (1600 A) |  | busbar adapter 1400 A, 300 x 652, connection bottom, clamp connection, changed phase , for Eaton NZM4 (1600 A) | 185Power | 1 | 1694.29 |  |  | 05 | 48 |  |  | 4021267327873 | 300 | 76 | 652 | 518.0 | 3300.0 | 24.972 | 0.000 | 0.000 |  | 0.000 | 85369095 | 004 Deutschland | Yes | 27370304 | 27370304 | EC001531 | EC001531 | EC001531 | EC001531 | EC001531 | https://pim.woehner.de/en/produkte/32787000A.html
32788000A | 32788 | busbar adapter 1200 A |  |  | 30, 40, 60, 80, 100, 120 x 10 | Eaton NZM4 (1250 A) |  | busbar adapter 1200 A, 300 x 652, connection bottom, clamp connection, changed phase , for Eaton NZM4 (1250 A) | 185Power | 1 | 1694.29 |  |  | 05 | 48 |  |  | 4021267327880 | 300 | 76 | 652 | 365.0 | 3200.0 | 23.533 | 0.000 | 0.000 |  | 0.000 | 85369095 | 004 Deutschland | Yes | 27370304 | 27370304 | EC001531 | EC001531 | EC001531 | EC001531 | EC001531 | https://pim.woehner.de/en/produkte/32788000A.html
32789000A | 32789 | busbar adapter 1400 A |  |  | 30, 40, 60, 80, 100, 120 x 10 | Eaton NZM4 (1600 A) |  | busbar adapter 1400 A, 300 x 652, connection bottom, screw connection, changed phase , for Eaton NZM4 (1600 A), not suitable for systems with CrossLink protection modules | 185Power | 1 | 1649.68 |  |  | 05 | 48 |  |  | 4021267327897 | 300 | 85 | 652 | 518.0 | 3150.0 | 25.042 | 0.000 | 0.000 |  | 0.000 | 85369095 | 004 Deutschland | Yes | 27370304 | 27370304 | EC001531 | EC001531 | EC001531 | EC001531 | EC001531 | https://pim.woehner.de/en/produkte/32789000A.html
32790000A | 32790 | busbar adapter 1200 A |  |  | 30, 40, 60, 80, 100, 120 x 10 | Eaton NZM4 (1250 A) |  | busbar adapter 1200 A, 300 x 652, connection bottom, screw connection, changed phase , for Eaton NZM4 (1250 A), not suitable for systems with CrossLink protection modules | 185Power | 1 | 1515.93 |  |  | 05 | 48 |  |  | 4021267327903 | 300 | 85 | 652 | 365.0 | 3000.0 | 23.602 | 0.000 | 0.000 |  | 0.000 | 85369095 | 004 Deutschland | Yes | 27370304 | 27370304 | EC001531 | EC001531 | EC001531 | EC001531 | EC001531 | https://pim.woehner.de/en/produkte/32790000A.html
32797000A | 32797 | busbar adapter 1320 A |  |  | 30, 40, 60, 80, 100, 120 x 10 | ABB Tmax T7, XT7 (1600 A), Emax E1.2 (1600 A), Siemens 3VA27 (1600 A) |  | busbar adapter 1320 A, 300 x 652, connection bottom, clamp connection , for ABB Tmax T7, XT7 (1600 A), Emax E1.2 (1600 A), Siemens 3VA27 (1600 A) | 185Power | 1 | 1620.60 |  |  | 05 | 48 |  |  | 4021267327972 | 300 | 76 | 652 | 371.0 | 3100.0 | 24.424 | 0.000 | 0.000 |  | 0.000 | 85369095 | 004 Deutschland | Yes | 27370304 | 27370304 | EC001531 | EC001531 | EC001531 | EC001531 | EC001531 | https://pim.woehner.de/en/produkte/32797000A.html
32807000A | 32807 | busbar adapter 1320 A |  |  | 30, 40, 60, 80, 100, 120 x 10 | ABB Tmax T7, XT7 (1600 A), Emax E1.2 (1600 A), Siemens 3VA27 (1600 A) |  | busbar adapter 1320 A, 300 x 652, connection top, clamp connection , for ABB Tmax T7, XT7 (1600 A), Emax E1.2 (1600 A), Siemens 3VA27 (1600 A) | 185Power | 1 | 1473.27 |  |  | 05 | 48 |  |  | 4021267328078 | 300 | 85 | 652 | 371.0 | 3150.0 | 23.005 | 0.000 | 0.000 |  | 0.000 | 85369095 | 004 Deutschland | Yes | 27370304 | 27370304 | EC001531 | EC001531 | EC001531 | EC001531 | EC001531 | https://pim.woehner.de/en/produkte/32807000A.html
32808000A | 32808 | busbar adapter 1320 A |  |  | 30, 40, 60, 80, 100, 120 x 10 | ABB Tmax T7, XT7 (1600 A), Emax E1.2 (1600 A), Siemens 3VA27 (1600 A) |  | busbar adapter 1320 A, 300 x 652, connection top / bottom, screw connection , for ABB Tmax T7, XT7 (1600 A), Emax E1.2 (1600 A), Siemens 3VA27 (1600 A), not suitable for systems with CrossLink protection modules | 185Power | 1 | 1434.52 |  |  | 05 | 48 |  |  | 4021267328085 | 300 | 85 | 652 | 371.0 | 2950.0 | 23.074 | 0.000 | 0.000 |  | 0.000 | 85369095 | 004 Deutschland | Yes | 27370304 | 27370304 | EC001531 | EC001531 | EC001531 | EC001531 | EC001531 | https://pim.woehner.de/en/produkte/32808000A.html
32809000A | 32809 | busbar adapter 1440 A |  |  | 30, 40, 60, 80, 100, 120 x 10 | GE FK1600, Legrand DPX³ 1600 |  | busbar adapter 1440 A, 300 x 652, connection top, screw connection , for GE FK1600, Legrand DPX³ 1600, not suitable for systems with CrossLink protection modules | 185Power | 1 | 2135.35 |  |  | 05 | 48 |  |  | 4021267328092 | 300 | 85 | 652 | 548.0 | 2950.0 | 23.868 | 0.000 | 0.000 |  | 0.000 | 85369095 | 004 Deutschland | Yes | 27370304 | 27370304 | EC001531 | EC001531 | EC001531 | EC001531 | EC001531 | https://pim.woehner.de/en/produkte/32809000A.html
32815000A | 32815 | busbar adapter 1350 A |  |  | 30, 40, 60, 80, 100, 120 x 10 | Noark Ex9M6 MOD |  | busbar adapter 1350 A, 300 x 652, connection top, clamp connection , for Noark Ex9M6 MOD | 185Power | 1 | 1572.45 |  |  | 05 | 48 | x |  | 4021267328153 | 300 | 85 | 652 | 448.0 | 2950.0 | 23.660 | 0.000 | 0.000 |  | 0.000 | 85369095 | 004 Deutschland | Yes | 27370304 | 27370304 | EC001531 | EC001531 | EC001531 | EC001531 | EC001531 | https://pim.woehner.de/en/produkte/32815000A.html
32900000A | 32900 | lead AWG 6 (16 mm²), 210 mm long | [5 empty] | lead AWG 6 (16 mm²), 210 mm long, for adapters with cage clamps |  | 24 | 4.44 |  |  | 05 | 57 | x |  | 4021267329006 |  |  |  | 0.4 | 0.7 | 0.037 | 0.000 | 0.000 | 0.000 | 0.000 | 85389099 | 004 Deutschland | Yes | 27370390 | 27370390 | EC002498 | EC002498 | EC002498 | EC002498 | EC002498 | https://pim.woehner.de/en/produkte/32900000A.html
32901000 | 32901 | mounting rail, plastic | [5 empty] | mounting rail, plastic, EN 60715, 54 mm wide, 35 x 54 x 8.5 |  | 10 | 2.85 |  |  | 05 | 57 |  |  | 4021267329013 | 54 | 9 | 35 | 0.0 | 1.0 | 0.000 | 0.000 | 0.000 | 0.000 | 0.000 | 85389099 | 004 Deutschland | Yes | 27370390 | 27370390 | EC000212 | EC001285 | EC001285 | EC001285 | EC001285 | https://pim.woehner.de/en/produkte/32901000.html
32907000 | 32907 | lead AWG 10 (6 mm²), 130 mm long | [5 empty] | lead AWG 10 (6 mm²), 130 mm long, for adapters with cage clamps | 60Classic | 24 | 1.32 |  |  | 05 | 57 |  |  | 4021267329075 |  |  |  | 0.4 | 0.7 | 0.008 | 0.000 | 0.000 | 0.000 | 0.000 | 85389099 | 004 Deutschland | Yes | 27370390 | 27370390 | EC002498 | EC002498 | EC002498 | EC002498 | EC002498 | https://pim.woehner.de/en/produkte/32907000.html
32912000 | 32912 | side-mounted module for busbar adapters |  |  |  | 32590, 32591 |  | side-mounted module for busbar adapters, attachable to both sides, 9 x 160, for 32590, 32591 | 30Compact 3P | 10 | 8.30 |  |  | 05 | 57 |  |  | 4021267329129 | 9 | 56 | 160 | 0.0 | 2.0 | 0.000 | 0.000 | 0.000 | 0.000 | 0.000 | 85389099 | 004 Deutschland | Yes | 27370390 | 27370390 | EC002498 | EC002498 | EC002498 | EC002498 | EC002498 | https://pim.woehner.de/en/produkte/32912000.html
32914000 | 32914 | lead AWG 4 (25 mm²), 210 mm long | [5 empty] | lead AWG 4 (25 mm²), 210 mm long, for adapters with cage clamps | 60Classic | 24 | 5.87 |  |  | 05 | 57 |  |  | 4021267329143 |  |  |  | 1.7 | 5.1 | 0.052 | 0.000 | 0.000 | 0.000 | 0.000 | 85389099 | 004 Deutschland | Yes | 27370390 | 27370390 | EC002498 | EC002498 | EC002498 | EC002498 | EC002498 | https://pim.woehner.de/en/produkte/32914000.html
32915000 | 32915 | double-lead 2x AWG 10 (2x 6 mm²), 130 / 280 mm long | [5 empty] | double-lead 2x AWG 10 (2x 6 mm²), 130 / 280 mm long, for adapters with cage clamps | 60Classic | 24 | 2.84 |  |  | 05 | 57 |  |  | 4021267329150 |  |  |  | 2.7 | 2.5 | 0.026 | 0.000 | 0.000 |  | 0.000 | 85389099 | 004 Deutschland | Yes | 27370390 | 27370390 | EC002498 | EC002498 | EC002498 | EC002498 | EC002498 | https://pim.woehner.de/en/produkte/32915000.html
32916000A | 32916 | lead AWG 10 (6 mm²), 280 mm long | [5 empty] | lead AWG 10 (6 mm²), 280 mm long, for adapters with cage clamps |  | 24 | 2.54 |  |  | 05 | 57 | x |  | 4021267329167 |  |  |  | 0.4 | 0.7 | 0.018 | 0.000 | 0.000 | 0.000 | 0.000 | 85389099 | 004 Deutschland | Yes | 27370390 | 27370390 | EC002498 | EC002498 | EC002498 | EC002498 | EC002498 | https://pim.woehner.de/en/produkte/32916000A.html
32918000A | 32918 | lead AWG 14 (2.5 mm²), 190 mm long | [5 empty] | lead AWG 14 (2.5 mm²), 190 mm long, for adapters with cage clamps |  | 24 | 5.32 |  |  | 05 | 57 | x |  | 4021267329181 |  |  |  | 0.1 | 0.3 | 0.006 | 0.000 | 0.000 | 0.000 | 0.000 | 85389099 | 004 Deutschland | Yes | 27370390 | 27370390 | EC002498 | EC002498 | EC002498 | EC002498 | EC002498 | https://pim.woehner.de/en/produkte/32918000A.html
32920000 | 32920 | mounting rail, plastic | [5 empty] | mounting rail, plastic, EN 60715, 108 mm wide, 35 x 108 x 8.5 |  | 10 | 3.68 |  |  | 05 | 57 |  |  | 4021267329204 | 108 | 9 | 35 | 0.0 | 2.1 | 0.000 | 0.000 | 0.000 | 0.000 | 0.000 | 85389099 | 004 Deutschland | Yes | 27370390 | 27370390 | EC000212 | EC001285 | EC001285 | EC001285 | EC001285 | https://pim.woehner.de/en/produkte/32920000.html
32921000 | 32921 | lead AWG 14 (2.5 mm²), 105 mm long | [5 empty] | lead AWG 14 (2.5 mm²), 105 mm long, for adapters with cage clamps | 60Classic | 24 | 0.78 |  |  | 05 | 57 |  |  | 4021267329211 |  |  |  | 0.1 | 0.3 | 0.004 | 0.000 | 0.000 | 0.000 | 0.000 | 85389099 | 004 Deutschland | Yes | 27370390 | 27370390 | EC002498 | EC002498 | EC002498 | EC002498 | EC002498 | https://pim.woehner.de/en/produkte/32921000.html
32929000A | 32929 | lead AWG 12 (4 mm²), 190 mm long | [5 empty] | lead AWG 12 (4 mm²), 190 mm long, for adapters with cage clamps |  | 24 | 2.45 |  |  | 05 | 57 | x |  | 4021267329297 |  |  |  | 0.4 | 0.7 | 0.007 | 0.000 | 0.000 | 0.000 | 0.000 | 85389099 | 004 Deutschland | Yes | 27370390 | 27370390 | EC002498 | EC002498 | EC002498 | EC002498 | EC002498 | https://pim.woehner.de/en/produkte/32929000A.html
32933000A | 32933 | extension module for direct starters | [5 empty] | extension module for direct starters, 40 mm extension, for EQUES®CrossBoard adapters Comfort | CrossBoard® 125A / 250A, CrossBoard® 800 A | 8 | 4.51 |  |  | 05 | 57 |  |  | 4021267329334 | 45 | 25 | 40 | 0.0 | 2.2 | 0.000 | 0.000 | 0.000 | 0.000 | 0.000 | 85389099 | 004 Deutschland | Yes | 27370390 | 27370390 | EC002498 | EC002498 | EC002498 | EC002498 | EC002498 | https://pim.woehner.de/en/produkte/32933000A.html
32934000A | 32934 | extension set for reversing starters | [5 empty] | extension set for reversing starters, 40 mm extension, for EQUES®CrossBoard adapters Comfort | CrossBoard® 125A / 250A, CrossBoard® 800 A | 4 | 19.28 |  |  | 05 | 57 |  |  | 4021267329341 | 90 | 25 | 80 | 0.0 | 7.3 | 0.000 | 0.000 | 0.000 | 0.000 | 0.000 | 85389099 | 004 Deutschland | Yes | 27370390 | 27370390 | EC002498 | EC002498 | EC002498 | EC002498 | EC002498 | https://pim.woehner.de/en/produkte/32934000A.html
32935000A | 32935 | lead AWG 10 (6 mm²), 190 mm long | [5 empty] | lead AWG 10 (6 mm²), 190 mm long, for adapters with cage clamps |  | 24 | 2.52 |  |  | 05 | 57 | x |  | 4021267329358 |  |  |  | 0.4 | 0.7 | 0.013 | 0.000 | 0.000 | 0.000 | 0.000 | 85389099 | 004 Deutschland | Yes | 27370390 | 27370390 | EC002498 | EC002498 | EC002498 | EC002498 | EC002498 | https://pim.woehner.de/en/produkte/32935000A.html
32937000 | 32937 | slide nut M5 |  |  |  | 32168, 32214, 32215, 32216 |  | slide nut M5, for 32168, 32214, 32215, 32216 | 60Classic | 4 | 0.77 |  |  | 05 | 57 |  |  | 4021267329372 |  |  |  | 0.0 | 0.4 | 0.000 | 0.000 | 0.000 |  | 0.000 | 85389099 | 004 Deutschland | Yes | 27370390 | 27370390 | EC002498 | EC002498 | EC002498 | EC002498 | EC002498 | https://pim.woehner.de/en/produkte/32937000.html
32940000A | 32940 | mounting rail 54 mm | [5 empty] | mounting rail 54 mm, for busbar adapters | CrossBoard® 125A / 250A, CrossBoard® 800 A, 60Classic | 10 | 2.39 |  |  | 05 | 57 | x |  | 4021267329402 | 54 | 19 | 35 | 0.0 | 1.5 | 0.000 | 0.000 | 0.000 | 0.000 | 0.000 | 85389099 | 004 Deutschland | Yes | 27370390 | 27370390 | EC000212 | EC001285 | EC001285 | EC001285 | EC001285 | https://pim.woehner.de/en/produkte/32940000A.html
32947000 | 32947 | mounting rail 45 mm | [5 empty] | mounting rail 45 mm, for busbar adapters | CrossBoard® 125A / 250A, CrossBoard® 800 A, 60Classic | 10 | 1.70 |  |  | 05 | 57 |  |  | 4021267329471 | 45 | 19 | 35 | 0.0 | 1.4 | 0.000 | 0.000 | 0.000 | 0.000 | 0.000 | 85389099 | 004 Deutschland | Yes | 27370390 | 27370390 | EC000212 | EC001285 | EC001285 | EC001285 | EC001285 | https://pim.woehner.de/en/produkte/32947000.html
32948000 | 32948 | mounting rail 54 mm | [5 empty] | mounting rail 54 mm, for busbar adapters | 60Classic | 10 | 2.04 |  |  | 05 | 57 |  |  | 4021267329488 | 54 | 19 | 35 | 0.0 | 1.5 | 0.000 | 0.000 | 0.000 | 0.000 | 0.000 | 85389099 | 004 Deutschland | Yes | 27370390 | 27370390 | EC000212 | EC001285 | EC001285 | EC001285 | EC001285 | https://pim.woehner.de/en/produkte/32948000.html
32949000 | 32949 | mounting rail 63 mm | [5 empty] | mounting rail 63 mm, for busbar adapters | 60Classic | 10 | 2.35 |  |  | 05 | 57 |  |  | 4021267329495 | 63 | 19 | 35 | 0.0 | 1.8 | 0.000 | 0.000 | 0.000 | 0.000 | 0.000 | 85389099 | 004 Deutschland | Yes | 27370390 | 27370390 | EC000212 | EC001285 | EC001285 | EC001285 | EC001285 | https://pim.woehner.de/en/produkte/32949000.html
32950000 | 32950 | mounting rail 72 mm | [5 empty] | mounting rail 72 mm, for busbar adapters | 60Classic | 10 | 2.77 |  |  | 05 | 57 |  |  | 4021267329501 | 72 | 19 | 35 | 0.0 | 2.0 | 0.000 | 0.000 | 0.000 | 0.000 | 0.000 | 85389099 | 004 Deutschland | Yes | 27370390 | 27370390 | EC000212 | EC001285 | EC001285 | EC001285 | EC001285 | https://pim.woehner.de/en/produkte/32950000.html
32951000 | 32951 | mounting rail 81 mm | [5 empty] | mounting rail 81 mm, for busbar adapters | 60Classic | 10 | 3.19 |  |  | 05 | 57 |  |  | 4021267329518 | 81 | 19 | 35 | 0.0 | 2.1 | 0.000 | 0.000 | 0.000 | 0.000 | 0.000 | 85389099 | 004 Deutschland | Yes | 27370390 | 27370390 | EC000212 | EC001285 | EC001285 | EC001285 | EC001285 | https://pim.woehner.de/en/produkte/32951000.html
32952000A | 32952 | positioning piece for Siemens S00 and S0 | [5 empty] | positioning piece for Siemens S00 and S0, for 45mm wide adapters with adjustable mounting rails | CrossBoard® 125A / 250A, CrossBoard® 800 A, 60Classic | 10 | 4.42 |  |  | 05 | 57 |  |  | 4021267329525 | 45 | 37 | 65 | 0.0 | 1.7 | 0.000 | 0.000 | 0.000 |  | 0.000 | 85389099 | 004 Deutschland | Yes | 27370390 | 27370390 | EC002498 | EC002498 | EC002498 | EC002498 | EC002498 | https://pim.woehner.de/en/produkte/32952000A.html
32953000A | 32953 | positioning piece for Siemens S2 | [5 empty] | positioning piece for Siemens S2, for 45mm wide adapters with adjustable mounting rails |  | 10 | 5.32 |  |  | 05 | 57 | x |  | 4021267329532 |  |  |  | 0.0 | 1.7 | 0.000 | 0.000 | 0.000 |  | 0.000 | 85389099 | 004 Deutschland | Yes | 27370390 | 27370390 | EC002498 | EC002498 | EC002498 | EC002498 | EC002498 | https://pim.woehner.de/en/produkte/32953000A.html
32954000 | 32954 | connecting element, universal | [5 empty] | connecting element, universal, to connect adapters or adjustable mounting rails | 60Classic | 50 | 0.41 |  |  | 05 | 57 |  |  | 4021267329549 |  |  |  | 0.0 | 0.1 | 0.000 | 0.000 | 0.000 | 0.000 | 0.000 | 85389099 | 004 Deutschland | Yes | 27370390 | 27370390 | EC002498 | EC002498 | EC002498 | EC002498 | EC002498 | https://pim.woehner.de/en/produkte/32954000.html
32956000 | 32956 | pilot switch for adapters with removable upper section | [5 empty] | pilot switch for adapters with removable upper section, 1 N/C | 60Classic | 10 | 8.55 |  |  | 05 | 57 |  |  | 4021267329563 |  |  |  | 0.0 | 0.9 | 0.000 | 0.000 | 0.000 |  | 0.000 | 85389099 | 004 Deutschland | Yes | 27370390 | 27370390 | EC002498 | EC002498 | EC002498 | EC002498 | EC002498 | https://pim.woehner.de/en/produkte/32956000.html
32963000 | 32963 | side-mounted module for busbar adapters |  |  |  | EEC60.. |  | side-mounted module for busbar adapters, attachable to both sides, 9 x 200, for EEC60.. | 60Classic | 10 | 8.52 |  |  | 05 | 57 |  |  | 4021267329631 | 9 | 40 | 200 | 0.0 | 2.3 | 0.000 | 0.000 | 0.000 | 0.000 | 0.000 | 85389099 | 004 Deutschland | Yes | 27370390 | 27370390 | EC002498 | EC002498 | EC002498 | EC002498 | EC002498 | https://pim.woehner.de/en/produkte/32963000.html
32964000 | 32964 | side-mounted module for busbar adapters |  |  |  | EMC60.. |  | side-mounted module for busbar adapters, attachable to both sides, 9 x 200, for EMC60.. | 60Classic | 10 | 15.27 |  |  | 05 | 57 |  |  | 4021267329648 | 9 | 52 | 200 | 0.0 | 4.3 | 0.000 | 0.000 | 0.000 | 0.000 | 0.000 | 85389099 | 004 Deutschland | Yes | 27370390 | 27370390 | EC002498 | EC002498 | EC002498 | EC002498 | EC002498 | https://pim.woehner.de/en/produkte/32964000.html
32969000 | 32969 | mounting rail end stop | [5 empty] | mounting rail end stop, for adjustable mounting rails | 60Classic | 50 | 1.15 |  |  | 05 | 57 |  |  | 4021267329693 | 1 | 15 | 10 | 0.0 | 0.1 | 0.000 | 0.000 | 0.000 | 0.000 | 0.000 | 85389099 | 004 Deutschland | Yes | 27370390 | 27370390 | EC002498 | EC002498 | EC002498 | EC002498 | EC002498 | https://pim.woehner.de/en/produkte/32969000.html
32971000 | 32971 | spacer | [5 empty] | spacer, for contactor Siemens S00/0 |  | 50 | 3.27 |  |  | 05 | 57 | x |  | 4021267329716 |  |  |  |  | 0.1 | 0.000 | 0.000 | 0.000 | 0.000 | 0.000 | 85389099 | 004 Deutschland | Yes | 27370390 | 27370390 | EC002498 | EC002498 | EC002498 | EC002498 | EC002498 | https://pim.woehner.de/en/produkte/32971000.html
32973000 | 32973 | terminal cap for UL | [5 empty] | terminal cap for UL, for busbar adapters 32436 and 32439 | 60Classic | 4 | 8.92 |  |  | 05 | 57 |  |  | 4021267329730 | 38 | 25 | 54 | 0.0 | 0.7 | 0.000 | 0.000 | 0.000 | 0.000 | 0.000 | 85389099 | 004 Deutschland | Yes | 27370390 | 27370390 | EC002498 | EC002498 | EC002498 | EC002498 | EC002498 | https://pim.woehner.de/en/produkte/32973000.html
32974000 | 32974 | terminal cap for UL | [5 empty] | terminal cap for UL, for busbar adapters 32466, 32467, 32469 and 32472 | 60Classic | 4 | 10.21 |  |  | 05 | 57 |  |  | 4021267329747 | 47 | 25 | 54 | 0.0 | 0.8 | 0.000 | 0.000 | 0.000 | 0.000 | 0.000 | 85389099 | 004 Deutschland | Yes | 27370390 | 27370390 | EC002498 | EC002498 | EC002498 | EC002498 | EC002498 | https://pim.woehner.de/en/produkte/32974000.html
32978000 | 32978 | busbar adapter 630 A, 3-pole |  | connection to the system top or bottom | 12, 15, 20, 25, 30 x 5, 10 and section busbars | Eaton NZM3-XKR13O, NZM3-XKR13U |  | busbar adapter 630 A, 3-pole, 140 x 300, connection to the system top or bottom, for Eaton NZM3-XKR13O, NZM3-XKR13U | 60Classic | 1 | 193.22 |  |  | 05 | 42 |  |  | 4021267329785 | 140 | 63 | 300 | 96.6 | 250.0 | 1.473 | 0.000 | 0.000 |  | 0.000 | 85369095 | 004 Deutschland | No | 27370304 | 27370304 | EC001531 | EC001531 | EC001531 | EC001531 | EC001531 | https://pim.woehner.de/en/produkte/32978000.html
32979000A | 32979 | positioning piece for Eaton PKZ | [5 empty] | positioning piece for Eaton PKZ, for 45mm wide adapters with adjustable mounting rails | CrossBoard® 125A / 250A, CrossBoard® 800 A, 60Classic | 10 | 5.19 |  |  | 05 | 57 |  |  | 4021267329792 | 45 | 28 | 48 | 0.0 | 1.2 | 0.000 | 0.000 | 0.000 |  | 0.000 | 85389099 | 004 Deutschland | Yes | 27370390 | 27370390 | EC002498 | EC002498 | EC002498 | EC002498 | EC002498 | https://pim.woehner.de/en/produkte/32979000A.html
32981000A | 32981 | busbar adapter 100 A, 3-pole |  |  | 12, 15, 20, 25, 30 x 5, 10 and section busbars |  |  | busbar adapter 100 A, 3-pole, for circuit breaker ABB MS49x and Siemens Sirius frame size S3, 200 mm long, 72 x 200, with leads AWG 4 (25 mm²), with metal plate, top connection to the system | 60Classic | 1 | 72.69 |  |  | 05 | 28 |  |  | 4021267329815 | 72 | 55 | 200 | 7.2 | 66.0 | 0.209 | 0.000 | 0.000 |  | 0.000 | 85369095 | 004 Deutschland | Yes | 27370304 | 27370304 | EC001531 | EC001531 | EC001531 | EC001531 | EC001531 | https://pim.woehner.de/en/produkte/32981000A.html
32982000A | 32982 | mounting set |  |  |  | 32004 |  | mounting set, adjustable for various MCCBs, 184 x 320, for 32004 | 60Classic | 1 | 62.27 |  |  | 05 | 57 |  |  | 4021267329822 | 180 |  | 315 | 0.0 | 82.0 | 0.000 | 0.000 | 0.000 |  | 0.000 | 85389099 | 720 China | Yes | 27370390 | 27370390 | EC002498 | EC002498 | EC002498 | EC002498 | EC002498 | https://pim.woehner.de/en/produkte/32982000A.html
32983000 | 32983 | current transformer 630 A / 5 A | [5 empty] | current transformer 630 A / 5 A, 5 VA / class 1 | 185Power | 1 | 98.83 |  |  | 23 | 05 |  |  | 4021267329839 | 96 | 30 | 121 | 2.5 | 14.0 | 0.000 | 0.000 | 0.000 |  |  | 85043129 | 004 Deutschland | Yes | 27210902 | 27210902 | EC002048 | EC002048 | EC002048 | EC002048 | EC002048 | https://pim.woehner.de/en/produkte/32983000.html
32984000 | 32984 | current transformer 800 A / 5 A | [5 empty] | current transformer 800 A / 5 A, 5 VA / class 1 | 185Power | 1 | 98.83 |  |  | 23 | 05 |  |  | 4021267329846 | 96 | 30 | 121 | 2.5 | 14.0 | 0.000 | 0.000 | 0.000 |  |  | 85043129 | 004 Deutschland | Yes | 27210902 | 27210902 | EC002048 | EC002048 | EC002048 | EC002048 | EC002048 | https://pim.woehner.de/en/produkte/32984000.html
32985000 | 32985 | current transformer 1000 A / 5 A | [5 empty] | current transformer 1000 A / 5 A, 5 VA / class 1 | 185Power | 1 | 98.83 |  |  | 23 | 05 |  |  | 4021267329853 | 96 | 30 | 121 | 2.5 | 14.0 | 0.000 | 0.000 | 0.000 |  |  | 85043129 | 004 Deutschland | Yes | 27210902 | 27210902 | EC002048 | EC002048 | EC002048 | EC002048 | EC002048 | https://pim.woehner.de/en/produkte/32985000.html
32986000 | 32986 | current transformer 1250 A / 5 A | [5 empty] | current transformer 1250 A / 5 A, 5 VA / class 1 | 185Power | 1 | 98.83 |  |  | 23 | 05 |  |  | 4021267329860 | 96 | 30 | 121 | 2.5 | 14.0 | 0.000 | 0.000 | 0.000 |  |  | 85043129 | 004 Deutschland | Yes | 27210902 | 27210902 | EC002048 | EC002048 | EC002048 | EC002048 | EC002048 | https://pim.woehner.de/en/produkte/32986000.html
32987000 | 32987 | current transformer 1600 A / 5 A | [5 empty] | current transformer 1600 A / 5 A, 5 VA / class 1 | 185Power | 1 | 98.83 |  |  | 23 | 05 |  |  | 4021267329877 | 96 | 30 | 121 | 2.5 | 14.0 | 0.000 | 0.000 | 0.000 |  |  | 85043129 | 004 Deutschland | Yes | 27210902 | 27210902 | EC002048 | EC002048 | EC002048 | EC002048 | EC002048 | https://pim.woehner.de/en/produkte/32987000.html
33000000A | 33000 | in-line fuse switch-disconnector 910 A |  |  | 60, 80, 100, 120 x 10 |  |  | in-line fuse switch-disconnector 910 A, size 3, 1-pole switchable, standard connection | 185Power | 1 | 574.34 |  |  | 12 | 46 | x |  | 4021267330002 | 100 | 194 | 868 | 155.0 | 574.0 | 7.900 | 0.000 | 4.160 |  |  | 85361090 | 004 Deutschland | Yes | 27142108 | 27142108 | EC001046 | EC001046 | EC001046 | EC001046 | EC001046 | https://pim.woehner.de/en/produkte/33000000A.html
33001000A | 33001 | in-line fuse switch-disconnector 910 A |  |  | 60, 80, 100, 120 x 10 |  |  | in-line fuse switch-disconnector 910 A, size 3, 3-pole switchable, standard connection | 185Power | 1 | 611.73 |  |  | 12 | 56 | x |  | 4021267330019 | 100 | 202 | 868 | 155.0 | 582.3 | 7.900 | 0.000 | 4.160 |  |  | 85361090 | 004 Deutschland | Yes | 27142108 | 27142108 | EC001046 | EC001046 | EC001046 | EC001046 | EC001046 | https://pim.woehner.de/en/produkte/33001000A.html
33002000A | 33002 | in-line fuse switch-disconnector 910 A |  |  | 60, 80, 100, 120 x 10 |  |  | in-line fuse switch-disconnector 910 A, size 3, 3-pole switchable, connection 200 mm width | 185Power | 1 | 592.12 |  |  | 12 | 56 | x |  | 4021267330026 | 100 | 202 | 765 | 155.0 | 582.3 | 7.640 | 0.000 | 4.160 |  |  | 85361090 | 004 Deutschland | Yes | 27142108 | 27142108 | EC001046 | EC001046 | EC001046 | EC001046 | EC001046 | https://pim.woehner.de/en/produkte/33002000A.html
33005000A | 33005 | in-line fuse switch-disconnector 910 A |  |  | 60, 80, 100, 120 x 10 |  |  | in-line fuse switch-disconnector 910 A, size 3, 1-pole switchable, connection 200 mm width | 185Power | 1 | 558.58 |  |  | 12 | 46 | x |  | 4021267330057 | 100 | 194 | 765 | 155.0 | 574.0 | 7.640 | 0.000 | 4.160 |  |  | 85361090 | 004 Deutschland | Yes | 27142108 | 27142108 | EC001046 | EC001046 | EC001046 | EC001046 | EC001046 | https://pim.woehner.de/en/produkte/33005000A.html
33006000A | 33006 | in-line fuse switch-disconnector 910 A |  |  | 60, 80, 100, 120 x 10 |  |  | in-line fuse switch-disconnector 910 A, size 3, 3-pole switchable, rear connection | 185Power | 1 | 416.99 |  |  | 12 | 56 | x |  | 4021267330064 | 100 | 234 | 662 | 155.0 | 582.3 | 2.928 | 0.000 | 4.160 |  |  | 85361090 | 004 Deutschland | Yes | 27142108 | 27142108 | EC001046 | EC001046 | EC001046 | EC001046 | EC001046 | https://pim.woehner.de/en/produkte/33006000A.html
33007000A | 33007 | in-line fuse switch-disconnector 1000 A |  |  | 60, 80, 100, 120 x 10 |  |  | in-line fuse switch-disconnector 1000 A, size 3, 3-pole switchable, standard connection | 185Power | 1 | 638.97 |  |  | 12 | 56 | x |  | 4021267330071 | 100 | 202 | 868 | 140.0 | 582.3 | 8.330 | 0.000 | 6.590 |  |  | 85361090 | 004 Deutschland | Yes | 27142108 | 27142108 | EC001046 | EC001046 | EC001046 | EC001046 | EC001046 | https://pim.woehner.de/en/produkte/33007000A.html
33008000A | 33008 | in-line fuse switch-disconnector 1000 A |  |  | 60, 80, 100, 120 x 10 |  |  | in-line fuse switch-disconnector 1000 A, size 3, 1-pole switchable, standard connection | 185Power | 1 | 600.30 |  |  | 12 | 46 | x |  | 4021267330088 | 100 | 194 | 868 | 140.0 | 574.0 | 8.330 | 0.000 | 6.590 |  |  | 85361090 | 004 Deutschland | Yes | 27142108 | 27142108 | EC001046 | EC001046 | EC001046 | EC001046 | EC001046 | https://pim.woehner.de/en/produkte/33008000A.html
33014000A | 33014 | NH fuse switch-disconnector size 00, 160 A |  | connection top or bottom |  |  |  | NH fuse switch-disconnector size 00, 160 A, box terminal, connection top or bottom | CrossBoard® 800 A | 1 | 90.20 |  |  | 09 | 70 | x |  | 4021267330149 | 106 | 110 | 200 | 17.7 | 100.0 | 0.210 | 0.000 | 1.200 |  |  | 85361090 | 004 Deutschland | Yes | 27142108 | 27142108 | EC001040 | EC001040 | EC001040 | EC001040 | EC001040 | https://pim.woehner.de/en/produkte/33014000A.html
33015000A | 33015 | NH fuse switch-disconnector size 00, 160 A |  | connection top or bottom |  |  |  | NH fuse switch-disconnector size 00, 160 A, screw M8, connection top or bottom | CrossBoard® 800 A | 1 | 90.20 |  |  | 09 | 70 | x |  | 4021267330156 | 106 | 110 | 200 | 17.7 | 77.7 | 0.211 | 0.000 | 1.200 |  |  | 85361090 | 004 Deutschland | Yes | 27142108 | 27142108 | EC001040 | EC001040 | EC001040 | EC001040 | EC001040 | https://pim.woehner.de/en/produkte/33015000A.html
33016000A | 33016 | NH fuse switch-disconnector size 00, 160 A |  | connection top or bottom | 12, 15, 20, 25, 30 x 5, 10 and section busbars |  |  | NH fuse switch-disconnector size 00, 160 A, box terminal, connection top or bottom | 60Classic | 1 | 88.12 |  |  | 09 | 24 | x |  | 4021267330163 | 106 | 110 | 200 | 17.7 | 100.0 | 0.210 | 0.000 | 1.200 |  |  | 85361090 | 004 Deutschland | Yes | 27142108 | 27142108 | EC001040 | EC001040 | EC001040 | EC001040 | EC001040 | https://pim.woehner.de/en/produkte/33016000A.html
33017000A | 33017 | NH fuse switch-disconnector size 00, 160 A |  | connection top or bottom | 12, 15, 20, 25, 30 x 5, 10 and section busbars |  |  | NH fuse switch-disconnector size 00, 160 A, screw M8, connection top or bottom | 60Classic | 1 | 88.12 |  |  | 09 | 24 | x |  | 4021267330170 | 106 | 110 | 200 | 17.7 | 77.7 | 0.211 | 0.000 | 1.200 |  |  | 85361090 | 004 Deutschland | Yes | 27142108 | 27142108 | EC001040 | EC001040 | EC001040 | EC001040 | EC001040 | https://pim.woehner.de/en/produkte/33017000A.html
33019000A | 33019 | in-line fuse switch-disconnector 910 A |  |  | 80, 100, 120 x 10 |  |  | in-line fuse switch-disconnector 910 A, size 3, 3-pole switchable, standard connection | 185Power | 1 | 509.23 |  |  | 12 | 55 | x |  | 4021267330194 | 99 | 175 | 779 |  | 870.0 | 7.700 | 0.000 | 0.000 |  |  | 85361090 | 060 Polen | Yes | 27142108 | 27142108 | EC001046 | EC001046 | EC001046 | EC001046 | EC001046 | https://pim.woehner.de/en/produkte/33019000A.html
33020000A | 33020 | in-line fuse switch-disconnector 910 A |  |  | 80, 100, 120 x 10 |  |  | in-line fuse switch-disconnector 910 A, size 3, 1-pole switchable, standard connection | 185Power | 1 | 485.44 |  |  | 12 | 46 | x |  | 4021267330200 | 99 | 171 | 779 |  | 870.0 | 7.700 | 0.000 | 0.000 |  |  | 85361090 | 060 Polen | Yes | 27142108 | 27142108 | EC001046 | EC001046 | EC001046 | EC001046 | EC001046 | https://pim.woehner.de/en/produkte/33020000A.html
33027000A | 33027 | switch-disconnector 3-pole | [5 empty] | switch-disconnector 3-pole, box terminal 50 - 70 mm² / AWG 1 - 3/0, graphite grey handle, 125 A, for mounting plate or mounting rail | Panel | 1 | 96.47 |  |  | 14 | 02 |  |  | 4021267330279 | 66 | 81 | 113 | 7.5 | 39.5 | 0.000 | 0.000 | 0.000 |  |  | 85365080 | 005 Italien | Yes | 27371403 | 27371403 | EC000216 | EC000216 | EC000216 | EC000216 | EC000216 | https://pim.woehner.de/en/produkte/33027000A.html
33028000A | 33028 | switch-disconnector 3-pole + N | N on left side |  |  |  |  | switch-disconnector 3-pole + N, box terminal 50 - 70 mm² / AWG 1 - 3/0, graphite grey handle, 125 A, N on left side, for mounting plate or mounting rail | Panel | 1 | 121.35 |  |  | 14 | 02 |  |  | 4021267330286 | 88 | 81 | 113 | 10.0 | 53.5 | 0.000 | 0.000 | 0.000 |  |  | 85365080 | 005 Italien | Yes | 27371403 | 27371403 | EC000216 | EC000216 | EC000216 | EC000216 | EC000216 | https://pim.woehner.de/en/produkte/33028000A.html
33029000A | 33029 | in-line fuse switch-disconnector 910 A |  |  | 80, 100, 120 x 10 |  |  | in-line fuse switch-disconnector 910 A, size 3, 3-pole switchable, 200 mm width connection | 185Power | 1 | 714.40 |  |  | 12 | 55 | x |  | 4021267330293 | 99 | 175 | 779 |  | 870.0 | 7.700 | 0.000 | 0.000 |  |  | 85361090 | 060 Polen | Yes | 27142108 | 27142108 | EC001046 | EC001046 | EC001046 | EC001046 | EC001046 | https://pim.woehner.de/en/produkte/33029000A.html
33030000A | 33030 | in-line fuse switch-disconnector 910 A |  |  | 80, 100, 120 x 10 |  |  | in-line fuse switch-disconnector 910 A, size 3, 1-pole switchable, 200 mm width connection | 185Power | 1 | 681.03 |  |  | 12 | 46 | x |  | 4021267330309 | 99 | 175 | 779 |  | 870.0 | 7.700 | 0.000 | 0.000 |  |  | 85361090 | 060 Polen | Yes | 27142108 | 27142108 | EC001046 | EC001046 | EC001046 | EC001046 | EC001046 | https://pim.woehner.de/en/produkte/33030000A.html
33031000A | 33031 | switch-disconnector 3-pole | [5 empty] | switch-disconnector 3-pole, box terminal 50 - 70 mm² / AWG 1 - 3/0, graphite grey handle, 160 A, for mounting plate or mounting rail | Panel | 1 | 130.69 |  |  | 14 | 02 |  |  | 4021267330316 | 66 | 81 | 113 | 9.0 | 39.5 | 0.000 | 0.000 | 0.000 |  |  | 85365080 | 005 Italien | Yes | 27371403 | 27371403 | EC000216 | EC000216 | EC000216 | EC000216 | EC000216 | https://pim.woehner.de/en/produkte/33031000A.html
33032000A | 33032 | switch-disconnector 3-pole + N | N on left side |  |  |  |  | switch-disconnector 3-pole + N, box terminal 50 - 70 mm² / AWG 1 - 3/0, graphite grey handle, 160 A, N on left side, for mounting plate or mounting rail | Panel | 1 | 164.93 |  |  | 14 | 02 |  |  | 4021267330323 | 88 | 81 | 113 | 12.0 | 53.5 | 0.000 | 0.000 | 0.000 |  |  | 85365080 | 005 Italien | Yes | 27371403 | 27371403 | EC000216 | EC000216 | EC000216 | EC000216 | EC000216 | https://pim.woehner.de/en/produkte/33032000A.html
33033000A | 33033 | in-line fuse switch-disconnector 910 A |  |  | 60, 80, 100, 120 x 10 |  |  | in-line fuse switch-disconnector 910 A, size 3, 1-pole switchable, rear connection | 185Power | 1 | 388.68 |  |  | 12 | 46 | x |  | 4021267330330 | 100 | 126 | 662 | 155.0 | 574.0 | 2.928 | 0.000 | 4.160 |  |  | 85361090 | 004 Deutschland | Yes | 27142108 | 27142108 | EC001046 | EC001046 | EC001046 | EC001046 | EC001046 | https://pim.woehner.de/en/produkte/33033000A.html
33035000A | 33035 | switch-disconnector 3-pole | [5 empty] | switch-disconnector 3-pole, box terminal 50 - 70 mm² / AWG 1 - 3/0, yellow-red handle, 125 A, for mounting plate or mounting rail | Panel | 1 | 96.47 |  |  | 14 | 02 |  |  | 4021267330354 | 66 | 81 | 113 | 7.5 | 39.5 | 0.000 | 0.000 | 0.000 |  |  | 85365080 | 005 Italien | Yes | 27371403 | 27371403 | EC000216 | EC000216 | EC000216 | EC000216 | EC000216 | https://pim.woehner.de/en/produkte/33035000A.html
33037000A | 33037 | switch-disconnector 3-pole + N | N on left side |  |  |  |  | switch-disconnector 3-pole + N, box terminal 50 - 70 mm² / AWG 1 - 3/0, yellow-red handle, 125 A, N on left side, for mounting plate or mounting rail | Panel | 1 | 121.35 |  |  | 14 | 02 |  |  | 4021267330378 | 88 | 81 | 113 | 10.0 | 53.5 | 0.000 | 0.000 | 0.000 |  |  | 85365080 | 005 Italien | Yes | 27371403 | 27371403 | EC000216 | EC000216 | EC000216 | EC000216 | EC000216 | https://pim.woehner.de/en/produkte/33037000A.html
33038000A | 33038 | double in-line fuse disconnector 2000 A |  |  | 80, 100, 120 x 10 |  |  | double in-line fuse disconnector 2000 A, size 3, 3-pole switchable, connection on right side | 185Power | 1 | 1185.09 |  |  | 12 | 57 | x |  | 4021267330385 | 200 | 202 | 662 | 380.0 | 1556.0 | 9.396 | 0.000 | 12.180 |  |  | 85361090 | 004 Deutschland | Yes | 27142109 | 27142109 | EC001046 | EC001046 | EC001046 | EC001046 | EC001046 | https://pim.woehner.de/en/produkte/33038000A.html
33039000A | 33039 | double in-line fuse disconnector 2000 A |  |  | 80, 100, 120 x 10 |  |  | double in-line fuse disconnector 2000 A, size 3, 1-pole switchable, connection on right side | 185Power | 1 | 1326.79 |  |  | 12 | 47 | x |  | 4021267330392 | 200 | 194 | 662 | 232.0 | 1400.0 | 9.396 | 0.000 | 12.180 |  |  | 85361090 | 004 Deutschland | Yes | 27142109 | 27142109 | EC001046 | EC001046 | EC001046 | EC001046 | EC001046 | https://pim.woehner.de/en/produkte/33039000A.html
33040000A | 33040 | switch-disconnector 3-pole | [5 empty] | switch-disconnector 3-pole, box terminal 50 - 70 mm² / AWG 1 - 3/0, yellow-red handle, 160 A, for mounting plate or mounting rail | Panel | 1 | 130.69 |  |  | 14 | 02 |  |  | 4021267330408 | 66 | 81 | 113 | 9.0 | 39.5 | 0.000 | 0.000 | 0.000 |  |  | 85365080 | 005 Italien | Yes | 27371403 | 27371403 | EC000216 | EC000216 | EC000216 | EC000216 | EC000216 | https://pim.woehner.de/en/produkte/33040000A.html
33042000A | 33042 | in-line fuse switch-disconnector 1000 A |  |  | 80, 100, 120 x 10 |  |  | in-line fuse switch-disconnector 1000 A, size 3, 3-pole switchable, connection on right side | 185Power | 1 | 316.71 |  |  | 12 | 57 | x |  | 4021267330422 | 100 | 202 | 662 | 118.0 | 582.3 | 2.954 | 0.000 | 6.090 |  |  | 85361090 | 004 Deutschland | Yes | 27142108 | 27142108 | EC001046 | EC001046 | EC001046 | EC001046 | EC001046 | https://pim.woehner.de/en/produkte/33042000A.html
33043000A | 33043 | in-line fuse switch-disconnector 1000 A |  |  | 80, 100, 120 x 10 |  |  | in-line fuse switch-disconnector 1000 A, size 3, 1-pole switchable, connection on right side | 185Power | 1 | 293.10 |  |  | 12 | 47 | x |  | 4021267330439 | 100 | 194 | 662 | 118.0 | 574.0 | 2.954 | 0.000 | 6.090 |  |  | 85361090 | 004 Deutschland | Yes | 27142108 | 27142108 | EC001046 | EC001046 | EC001046 | EC001046 | EC001046 | https://pim.woehner.de/en/produkte/33043000A.html
33044000A | 33044 | in-line fuse switch-disconnector 630 A |  |  | 30, 40, 60, 80, 100, 120 x 10 |  |  | in-line fuse switch-disconnector 630 A, size 3, 3-pole switchable, connection on right side | 185Power | 1 | 284.50 |  |  | 12 | 57 | x |  | 4021267330446 | 100 | 202 | 662 | 118.0 | 582.3 | 2.217 | 0.000 | 4.160 |  |  | 85361090 | 004 Deutschland | Yes | 27142108 | 27142108 | EC001046 | EC001046 | EC001046 | EC001046 | EC001046 | https://pim.woehner.de/en/produkte/33044000A.html
33045000A | 33045 | in-line fuse switch-disconnector 630 A |  |  | 30, 40, 60, 80, 100, 120 x 10 |  |  | in-line fuse switch-disconnector 630 A, size 3, 1-pole switchable, connection on right side | 185Power | 1 | 262.39 |  |  | 12 | 47 | x |  | 4021267330453 | 100 | 194 | 662 | 118.0 | 574.0 | 2.217 | 0.000 | 4.160 |  |  | 85361090 | 004 Deutschland | Yes | 27142108 | 27142108 | EC001046 | EC001046 | EC001046 | EC001046 | EC001046 | https://pim.woehner.de/en/produkte/33045000A.html
33051000 | 33051 | lid interlock | [5 empty] | lid interlock, for sealing wire, Size 000 | 60Classic | 10 | 3.41 |  |  | 09 | 51 |  |  | 4021267330514 |  |  |  | 0.0 | 0.1 | 0.000 | 0.000 | 0.000 |  |  | 85389099 | 004 Deutschland | Yes | 27142190 | 27142190 | EC002498 | EC002498 | EC002498 | EC002498 | EC002498 | https://pim.woehner.de/en/produkte/33051000.html
33075000 | 33075 | NH fuse-switch-disconnector size 00, 160 A |  | connection top or bottom | 12, 15, 20, 25, 30 x 5, 10 and section busbars |  |  | NH fuse-switch-disconnector size 00, 160 A, box terminal, suitable for 5-pole system, connection top or bottom | 60Classic | 1 | 90.33 |  |  | 09 | 24 |  |  | 4021267330750 | 106 | 97 | 200 | 17.7 | 100.0 | 0.212 | 0.000 | 0.711 |  |  | 85361090 | 004 Deutschland | No | 27142108 | 27142108 | EC001040 | EC001040 | EC001040 | EC001040 | EC001040 | https://pim.woehner.de/en/produkte/33075000.html
33079000 | 33079 | NH fuse-switch-disconnector size 00, 160 A |  | connection top or bottom | 12, 15, 20, 25, 30 x 5, 10 |  |  | NH fuse-switch-disconnector size 00, 160 A, screw M8, suitable for 5-pole system, connection top or bottom | 60Classic | 1 | 90.33 |  |  | 09 | 24 |  |  | 4021267330798 | 106 | 97 | 200 | 17.7 | 100.0 | 0.403 | 0.000 | 0.999 |  |  | 85361090 | 004 Deutschland | No | 27142108 | 27142108 | EC001040 | EC001040 | EC001040 | EC001040 | EC001040 | https://pim.woehner.de/en/produkte/33079000.html
33113000 | 33113 | lateral cover support | [5 empty] | lateral cover support, for front covers, size 00 - 3 | 100Energy | 1 | 4.00 |  |  | 12 | 70 |  |  | 4021267331139 | 15 | 15 | 15 | 0.0 | 0.5 | 0.000 | 0.000 | 0.000 |  |  | 85389099 | 036 Schweiz | Yes | 27142190 | 27142190 | EC002498 | EC002498 | EC002498 | EC002498 | EC002498 | https://pim.woehner.de/en/produkte/33113000.html
33142000 | 33142 | cover for cable lugs, top / bottom attachable |  |  |  | QCB-NH1, QCS-NH1, QCS-320 |  | cover for cable lugs, top / bottom attachable, for QCB-NH1, QCS-NH1, QCS-320 | 60Classic | 2 | 7.18 |  |  | 09 | 51 |  |  | 4021267331429 | 183 | 68 | 65 | 0.0 | 10.7 | 0.000 | 0.000 | 0.000 |  |  | 85389099 | 004 Deutschland | Yes | 27142190 | 27142190 | EC002498 | EC002498 | EC002498 | EC002498 | EC002498 | https://pim.woehner.de/en/produkte/33142000.html
33143000 | 33143 | cover for cable lugs, top / bottom attachable |  |  |  | QCB-NH2 |  | cover for cable lugs, top / bottom attachable, for QCB-NH2, for QCB-NH2 | 60Classic | 2 | 8.23 |  |  | 09 | 51 |  |  | 4021267331436 | 209 | 52 | 79 | 0.0 | 10.9 | 0.000 | 0.000 | 0.000 |  |  | 85389099 | 004 Deutschland | Yes | 27142190 | 27142190 | EC002498 | EC002498 | EC002498 | EC002498 | EC002498 | https://pim.woehner.de/en/produkte/33143000.html
33144000 | 33144 | cover for cable lugs, top / bottom attachable |  |  |  | QCB-NH3 |  | cover for cable lugs, top / bottom attachable, for QCB-NH3, for QCB-NH3 | 60Classic | 2 | 9.13 |  |  | 09 | 51 |  |  | 4021267331443 | 254 | 48 | 94 | 0.0 | 15.6 | 0.000 | 0.000 | 0.000 |  |  | 85389099 | 004 Deutschland | Yes | 27142190 | 27142190 | EC002498 | EC002498 | EC002498 | EC002498 | EC002498 | https://pim.woehner.de/en/produkte/33144000.html
33145000 | 33145 | prism terminal, double, for Cu cables |  |  |  | QCB-NH1, QCS-NH1, QCS-320 |  | prism terminal, double, for Cu cables, 2x 35 - 70 mm², for QCB-NH1, QCS-NH1, QCS-320 | 60Classic | 1 | 21.55 |  |  | 09 | 51 |  |  | 4021267331450 |  |  |  |  | 16.6 | 0.000 | 0.124 | 0.000 |  |  | 85389099 | 004 Deutschland | Yes | 27142190 | 27142190 | EC002498 | EC002498 | EC002498 | EC002498 | EC002498 | https://pim.woehner.de/en/produkte/33145000.html
33146000 | 33146 | prism terminal, double, for Cu cables | [5 empty] | prism terminal, double, for Cu cables, 2x 70 - 120 mm², size 2 | 60Classic | 1 | 24.04 |  |  | 09 | 51 |  |  | 4021267331467 |  |  |  |  | 27.8 | 0.000 | 0.202 | 0.000 |  |  | 85389099 | 004 Deutschland | Yes | 27142190 | 27142190 | EC002498 | EC002498 | EC002498 | EC002498 | EC002498 | https://pim.woehner.de/en/produkte/33146000.html
33147000 | 33147 | prism terminal, double, for Cu cables | [5 empty] | prism terminal, double, for Cu cables, 2x 150 mm², size 3 | 60Classic | 1 | 25.84 |  |  | 09 | 51 |  |  | 4021267331474 |  |  |  |  | 36.8 | 0.000 | 0.288 | 0.000 |  |  | 85389099 | 004 Deutschland | Yes | 27142190 | 27142190 | EC002498 | EC002498 | EC002498 | EC002498 | EC002498 | https://pim.woehner.de/en/produkte/33147000.html
33148000 | 33148 | conversion kit | [5 empty] | conversion kit, for 5 mm busbars, size 2 | 60Classic | 1 | 21.36 |  |  | 09 | 51 |  |  | 4021267331481 |  |  |  | 0.0 | 6.5 | 0.000 | 0.000 | 0.000 |  |  | 85389099 | 004 Deutschland | Yes | 27142190 | 27142190 | EC002498 | EC002498 | EC002498 | EC002498 | EC002498 | https://pim.woehner.de/en/produkte/33148000.html
33149000 | 33149 | NH fuse switch-discon. size 1, 250 A, panel mounting | [5 empty] | NH fuse switch-discon. size 1, 250 A, panel mounting, screw M10, with electromechanical fuse monitoring, for mounting plate | Panel | 1 | 463.79 |  |  | 09 | 07 |  |  | 4021267331498 | 184 | 187 | 243 | 14.1 | 255.0 | 0.389 | 0.000 | 9.052 |  |  | 85361090 | 004 Deutschland | No | 27142108 | 27142108 | EC001040 | EC001040 | EC001040 | EC001040 | EC001040 | https://pim.woehner.de/en/produkte/33149000.html
33150000 | 33150 | NH fuse switch-discon. size 2, 400 A, panel mounting | [5 empty] | NH fuse switch-discon. size 2, 400 A, panel mounting, screw M10, with electromechanical fuse monitoring, for mounting plate | Panel | 1 | 598.09 |  |  | 09 | 10 |  |  | 4021267331504 | 210 | 203 | 288 | 22.0 | 412.0 | 0.750 | 0.000 | 9.748 |  |  | 85361090 | 004 Deutschland | No | 27142108 | 27142108 | EC001040 | EC001040 | EC001040 | EC001040 | EC001040 | https://pim.woehner.de/en/produkte/33150000.html
33151000 | 33151 | NH fuse switch-discon. size 3, 630 A, panel mounting | [5 empty] | NH fuse switch-discon. size 3, 630 A, panel mounting, screw M12, with electromechanical fuse monitoring, for mounting plate | Panel | 1 | 671.20 |  |  | 09 | 13 |  |  | 4021267331511 | 256 | 218 | 300 | 36.0 | 556.0 | 1.176 | 0.000 | 11.158 |  |  | 85361090 | 004 Deutschland | No | 27142108 | 27142108 | EC001040 | EC001040 | EC001040 | EC001040 | EC001040 | https://pim.woehner.de/en/produkte/33151000.html
33152000 | 33152 | trim frame, single | [5 empty] | trim frame, single, 215 x 330, size 1 |  | 1 | 14.44 |  |  | 09 | 51 |  |  | 4021267331528 | 215 | 2 | 330 | 0.0 | 11.7 | 0.000 | 0.000 | 0.000 |  |  | 85389099 | 004 Deutschland | Yes | 27142190 | 27142190 | EC002498 | EC002498 | EC002498 | EC002498 | EC002498 | https://pim.woehner.de/en/produkte/33152000.html
33153000 | 33153 | trim frame, single | [5 empty] | trim frame, single, 248 x 330, size 2 |  | 1 | 14.44 |  |  | 09 | 51 |  |  | 4021267331535 | 248 | 2 | 330 | 0.0 | 9.4 | 0.000 | 0.000 | 0.000 |  |  | 85389099 | 004 Deutschland | Yes | 27142190 | 27142190 | EC002498 | EC002498 | EC002498 | EC002498 | EC002498 | https://pim.woehner.de/en/produkte/33153000.html
33154000 | 33154 | trim frame, single | [5 empty] | trim frame, single, 290 x 330, size 3 |  | 1 | 22.65 |  |  | 09 | 51 |  |  | 4021267331542 | 290 | 2 | 330 | 0.0 | 13.2 | 0.000 | 0.000 | 0.000 |  |  | 85389099 | 004 Deutschland | Yes | 27142190 | 27142190 | EC002498 | EC002498 | EC002498 | EC002498 | EC002498 | https://pim.woehner.de/en/produkte/33154000.html
33155000 | 33155 | barrier for handle | [5 empty] | barrier for handle, for NH fuse-switch disconnector size 1-3, for closing of handle area from rear | 60Classic | 10 | 2.45 |  |  | 09 | 51 |  |  | 4021267331559 |  |  |  | 0.0 | 2.2 | 0.000 | 0.000 | 0.000 |  |  | 85389099 | 004 Deutschland | Yes | 27142190 | 27142190 | EC002498 | EC002498 | EC002498 | EC002498 | EC002498 | https://pim.woehner.de/en/produkte/33155000.html
33156000 | 33156 | pilot switch | [5 empty] | pilot switch, changeover 250 V AC / 5 A, 30 V DC / 4 A | 60Classic, 185Power, 30Compact 3P, Panel | 1 | 8.94 |  |  | 09 | 51 |  |  | 4021267331566 |  |  |  | 0.0 | 1.1 | 0.000 | 0.000 | 0.052 |  |  | 85389099 | 004 Deutschland | Yes | 27142190 | 27142190 | EC002498 | EC002498 | EC002498 | EC002498 | EC002498 | https://pim.woehner.de/en/produkte/33156000.html
33157000 | 33157 | lid interlock | [5 empty] | lid interlock, for sealing wire or 3 padlocks with shackle of 4 - 7 mm, Size 1 - 3 | 60Classic | 10 | 4.69 |  |  | 09 | 51 |  |  | 4021267331573 |  |  |  | 0.0 | 0.5 | 0.000 | 0.000 | 0.000 |  |  | 85389099 | 004 Deutschland | Yes | 27142190 | 27142190 | EC002498 | EC002498 | EC002498 | EC002498 | EC002498 | https://pim.woehner.de/en/produkte/33157000.html
33158000 | 33158 | rapid mounting set | [5 empty] | rapid mounting set, for 2 mounting rails, rails centre distance 125 mm or 150 mm, size 1 - 2 |  | 1 | 14.70 |  |  | 09 | 51 |  |  | 4021267331580 |  |  |  | 0.0 | 51.0 | 0.000 | 0.000 | 0.000 |  |  | 85389099 | 004 Deutschland | Yes | 27142190 | 27142190 | EC002498 | EC002498 | EC002498 | EC002498 | EC002498 | https://pim.woehner.de/en/produkte/33158000.html
33160000 | 33160 | NH fuse switch-disconnector size 1, 250 A |  | connection top or bottom | 12, 15, 20, 25, 30 x 5, 10 and section busbars |  |  | NH fuse switch-disconnector size 1, 250 A, screw M10, with electromechanical fuse monitoring, connection top or bottom | 60Classic | 1 | 566.91 |  |  | 09 | 28 |  |  | 4021267331603 | 184 | 234 | 243 | 26.0 | 333.0 | 0.648 | 0.000 | 8.968 |  |  | 85361090 | 004 Deutschland | No | 27142108 | 27142108 | EC001040 | EC001040 | EC001040 | EC001040 | EC001040 | https://pim.woehner.de/en/produkte/33160000.html
33161000 | 33161 | NH fuse switch-disconnector size 2, 400 A |  | connection top or bottom | 12, 20, 30 x 10 and section busbars |  |  | NH fuse switch-disconnector size 2, 400 A, screw M10, with electromechanical fuse monitoring, connection top or bottom | 60Classic | 1 | 674.81 |  |  | 09 | 31 |  |  | 4021267331610 | 210 | 220 | 288 | 45.0 | 574.0 | 1.668 | 0.000 | 12.932 |  |  | 85361090 | 004 Deutschland | No | 27142108 | 27142108 | EC001040 | EC001040 | EC001040 | EC001040 | EC001040 | https://pim.woehner.de/en/produkte/33161000.html
33162000 | 33162 | NH fuse switch-disconnector size 3, 630 A |  | connection top or bottom | 12, 20, 30 x 10 and section busbars |  |  | NH fuse switch-disconnector size 3, 630 A, screw M12, with electromechanical fuse monitoring, connection top or bottom | 60Classic | 1 | 853.40 |  |  | 09 | 34 |  |  | 4021267331627 | 256 | 235 | 300 | 60.0 | 824.0 | 2.831 | 0.000 | 16.552 |  |  | 85361090 | 004 Deutschland | No | 27142108 | 27142108 | EC001040 | EC001040 | EC001040 | EC001040 | EC001040 | https://pim.woehner.de/en/produkte/33162000.html
33163000 | 33163 | clamp connector for Cu cables |  |  |  | QCB-NH2, LTS-F 400, LTS 630 |  | clamp connector for Cu cables, 70 - 150 mm², for QCB-NH2, LTS-F 400, LTS 630 |  | 1 | 7.86 |  |  | 09 | 51 |  |  | 4021267331634 |  |  |  | 0.0 | 6.3 | 0.000 | 0.027 | 0.000 |  |  | 85389099 | 004 Deutschland | Yes | 27142190 | 27142190 | EC002498 | EC002498 | EC002498 | EC002498 | EC002498 | https://pim.woehner.de/en/produkte/33163000.html
33164000 | 33164 | clamp connector for Cu cables |  |  |  | QCB-NH2, LTS-F 400, LTS 630 |  | clamp connector for Cu cables, 120 - 240 mm², for QCB-NH2, LTS-F 400, LTS 630 |  | 1 | 8.31 |  |  | 09 | 51 |  |  | 4021267331641 |  |  |  | 0.0 | 10.6 | 0.000 | 0.049 | 0.000 |  |  | 85389099 | 004 Deutschland | Yes | 27142190 | 27142190 | EC002498 | EC002498 | EC002498 | EC002498 | EC002498 | https://pim.woehner.de/en/produkte/33164000.html
33165000 | 33165 | clamp connector for Cu cables |  |  |  | QCB-NH2, LTS-F 400, LTS 630 |  | clamp connector for Cu cables, 150 - 300 mm², for QCB-NH2, LTS-F 400, LTS 630 |  | 1 | 8.74 |  |  | 09 | 51 |  |  | 4021267331658 |  |  |  | 0.0 | 12.5 | 0.000 | 0.069 | 0.000 |  |  | 85389099 | 004 Deutschland | Yes | 27142190 | 27142190 | EC002498 | EC002498 | EC002498 | EC002498 | EC002498 | https://pim.woehner.de/en/produkte/33165000.html
33166000 | 33166 | prism terminal, single, for Cu cables |  |  |  | QCB-NH1, QCS-NH1, QCS-320 |  | prism terminal, single, for Cu cables, 35 - 150 mm², QCB-NH1, QCS-NH1, QCS-320, for QCB-NH1, QCS-NH1, QCS-320 | 60Classic | 1 | 13.69 |  |  | 09 | 51 |  |  | 4021267331665 |  |  |  |  | 11.6 | 0.000 | 0.080 | 0.000 |  |  | 85389099 | 004 Deutschland | Yes | 27142190 | 27142190 | EC002498 | EC002498 | EC002498 | EC002498 | EC002498 | https://pim.woehner.de/en/produkte/33166000.html
33167000 | 33167 | prism terminal, single, for Cu cables | [5 empty] | prism terminal, single, for Cu cables, 50 - 240 mm² | 60Classic | 1 | 15.81 |  |  | 09 | 51 |  |  | 4021267331672 |  |  |  |  | 19.9 | 0.000 | 0.137 | 0.000 |  |  | 85389099 | 004 Deutschland | Yes | 27142190 | 27142190 | EC002498 | EC002498 | EC002498 | EC002498 | EC002498 | https://pim.woehner.de/en/produkte/33167000.html
33168000 | 33168 | prism terminal, single, for Cu and Al cables |  |  |  |  | x | prism terminal, single, for Cu and Al cables, 150 - 300 mm², size 3 | 60Classic | 1 | 16.94 |  |  | 09 | 51 |  |  | 4021267331689 |  |  |  |  | 24.7 | 0.000 | 0.177 | 0.000 |  |  | 85389099 | 004 Deutschland | Yes | 27142190 | 27142190 | EC002498 | EC002498 | EC002498 | EC002498 | EC002498 | https://pim.woehner.de/en/produkte/33168000.html
33193000 | 33193 | rapid mounting set | [5 empty] | rapid mounting set, for 2 mounting rails, rails centre distance 125 mm or 150 mm, size 00 |  | 1 | 8.31 |  |  | 09 | 51 |  |  | 4021267331931 |  |  |  | 0.0 | 18.5 | 0.000 | 0.000 | 0.000 |  |  | 85389099 | 004 Deutschland | Yes | 27142190 | 27142190 | EC002498 | EC002498 | EC002498 | EC002498 | EC002498 | https://pim.woehner.de/en/produkte/33193000.html
33198000 | 33198 | NH fuse switch-disconnector size 00, 160 A |  | connection top or bottom | 12, 15, 20, 25, 30 x 5, 10 and section busbars |  |  | NH fuse switch-disconnector size 00, 160 A, box terminal, connection top or bottom | 60Classic | 1 | 87.29 |  |  | 09 | 24 |  |  | 4021267331986 | 106 | 97 | 200 | 17.7 | 100.0 | 0.212 | 0.000 | 0.711 |  |  | 85361090 | 004 Deutschland | No | 27142108 | 27142108 | EC001040 | EC001040 | EC001040 | EC001040 | EC001040 | https://pim.woehner.de/en/produkte/33198000.html
33199000 | 33199 | NH fuse switch-disconnector size 00, 160 A, panel mounting | [5 empty] | NH fuse switch-disconnector size 00, 160 A, panel mounting, clamp 70 mm², for mounting plate | Panel | 1 | 68.88 |  |  | 09 | 03 |  |  | 4021267331993 | 106 | 83 | 200 | 7.0 | 78.0 | 0.110 | 0.000 | 0.624 |  |  | 85361090 | 004 Deutschland | No | 27142108 | 27142108 | EC001040 | EC001040 | EC001040 | EC001040 | EC001040 | https://pim.woehner.de/en/produkte/33199000.html
33200000 | 33200 | NH fuse switch-disconnector size 00, 160 A, panel mounting | [5 empty] | NH fuse switch-disconnector size 00, 160 A, panel mounting, screw M8, for mounting plate | Panel | 1 | 68.88 |  |  | 09 | 03 |  |  | 4021267332006 | 106 | 83 | 200 | 7.0 | 77.7 | 0.110 | 0.000 | 0.624 |  |  | 85361090 | 004 Deutschland | No | 27142108 | 27142108 | EC001040 | EC001040 | EC001040 | EC001040 | EC001040 | https://pim.woehner.de/en/produkte/33200000.html
33201000 | 33201 | NH fuse switch-discon. size 1, 250 A, panel mounting | [5 empty] | NH fuse switch-discon. size 1, 250 A, panel mounting, screw M10, for mounting plate | Panel | 1 | 167.18 |  |  | 09 | 06 |  |  | 4021267332013 | 184 | 112 | 243 | 14.1 | 171.0 | 0.306 | 0.000 | 1.368 |  |  | 85361090 | 004 Deutschland | No | 27142108 | 27142108 | EC001040 | EC001040 | EC001040 | EC001040 | EC001040 | https://pim.woehner.de/en/produkte/33201000.html
33202000 | 33202 | NH fuse switch-discon. size 2, 400 A, panel mounting | [5 empty] | NH fuse switch-discon. size 2, 400 A, panel mounting, screw M10, for mounting plate | Panel | 1 | 266.90 |  |  | 09 | 09 |  |  | 4021267332020 | 210 | 128 | 288 | 22.0 | 362.0 | 0.665 | 0.000 | 2.064 |  |  | 85361090 | 004 Deutschland | Yes | 27142108 | 27142108 | EC001040 | EC001040 | EC001040 | EC001040 | EC001040 | https://pim.woehner.de/en/produkte/33202000.html
33203000 | 33203 | NH fuse switch-discon. size 3, 630 A, panel mounting | [5 empty] | NH fuse switch-discon. size 3, 630 A, panel mounting, screw M12, for mounting plate | Panel | 1 | 337.18 |  |  | 09 | 12 |  |  | 4021267332037 | 256 | 143 | 300 | 36.0 | 490.0 | 1.090 | 0.000 | 3.474 |  |  | 85361090 | 004 Deutschland | Yes | 27142108 | 27142108 | EC001040 | EC001040 | EC001040 | EC001040 | EC001040 | https://pim.woehner.de/en/produkte/33203000.html
33204000 | 33204 | NH fuse switch-disconnector size 4a, 1600 A, panel mounting | [5 empty] | NH fuse switch-disconnector size 4a, 1600 A, panel mounting, 2x screw M12, for mounting plate | Panel | 1 | 1967.39 |  |  | 09 | 82 |  |  | 4021267332044 | 378 | 265 | 340 | 240.0 | 1534.0 | 7.090 | 0.000 | 14.300 |  |  | 85361090 | 004 Deutschland | Yes | 27142108 | 27142108 | EC001040 | EC001040 | EC001040 | EC001040 | EC001040 | https://pim.woehner.de/en/produkte/33204000.html
33206000 | 33206 | NH fuse switch-disconnector size 00, 160 A |  | connection top or bottom | 12, 15, 20, 25, 30 x 5, 10 and section busbars |  |  | NH fuse switch-disconnector size 00, 160 A, box terminal, with electromechanical fuse monitoring, connection top or bottom | 60Classic | 1 | 379.53 |  |  | 09 | 25 |  |  | 4021267332068 | 106 | 172 | 200 | 17.7 | 180.0 | 0.289 | 0.000 | 6.529 |  |  | 85361090 | 004 Deutschland | No | 27142108 | 27142108 | EC001040 | EC001040 | EC001040 | EC001040 | EC001040 | https://pim.woehner.de/en/produkte/33206000.html
33207000 | 33207 | NH fuse switch-disconnector size 00, 160 A, panel mounting | [5 empty] | NH fuse switch-disconnector size 00, 160 A, panel mounting, clamp 70 mm², with electromechanical fuse monitoring, for mounting plate | Panel | 1 | 366.77 |  |  | 09 | 04 |  |  | 4021267332075 | 106 | 157 | 176 | 7.0 | 127.0 | 0.188 | 0.000 | 6.442 |  |  | 85361090 | 004 Deutschland | No | 27142108 | 27142108 | EC001040 | EC001040 | EC001040 | EC001040 | EC001040 | https://pim.woehner.de/en/produkte/33207000.html
33208000 | 33208 | NH fuse switch-disconnector size 00, 160 A, panel mounting | [5 empty] | NH fuse switch-disconnector size 00, 160 A, panel mounting, screw M8, with electromechanical fuse monitoring, for mounting plate | Panel | 1 | 366.77 |  |  | 09 | 04 |  |  | 4021267332082 | 106 | 157 | 176 | 7.0 | 126.0 | 0.188 | 0.000 | 6.442 |  |  | 85361090 | 004 Deutschland | No | 27142108 | 27142108 | EC001040 | EC001040 | EC001040 | EC001040 | EC001040 | https://pim.woehner.de/en/produkte/33208000.html
33216000 | 33216 | NH fuse switch-disconnector size 000, 125 A |  | connection top or bottom | 12, 15, 20, 25, 30 x 5, 10 and section busbars |  |  | NH fuse switch-disconnector size 000, 125 A, box terminal, connection top or bottom | 60Classic | 1 | 82.60 |  |  | 09 | 22 |  |  | 4021267332167 | 89 | 90 | 200 | 10.5 | 113.0 | 0.378 | 0.000 | 0.861 |  |  | 85361090 | 004 Deutschland | No | 27142108 | 27142108 | EC001040 | EC001040 | EC001040 | EC001040 | EC001040 | https://pim.woehner.de/en/produkte/33216000.html
33217000 | 33217 | NH fuse switch-disconnector size 000, 125 A, panel mounting | [5 empty] | NH fuse switch-disconnector size 000, 125 A, panel mounting, box terminal, for mounting plate | Panel | 1 | 61.03 |  |  | 09 | 01 |  |  | 4021267332174 | 89 | 75 | 143 | 5.0 | 57.2 | 0.087 | 0.000 | 0.486 |  |  | 85361090 | 004 Deutschland | No | 27142108 | 27142108 | EC001040 | EC001040 | EC001040 | EC001040 | EC001040 | https://pim.woehner.de/en/produkte/33217000.html
33219000 | 33219 | trim frame, single | [5 empty] | trim frame, single, 130 x 210, size 000 |  | 10 | 11.62 |  |  | 09 | 51 |  |  | 4021267332198 | 130 | 2 | 210 | 0.0 | 3.1 | 0.000 | 0.000 | 0.000 |  |  | 85389099 | 004 Deutschland | Yes | 27142190 | 27142190 | EC002498 | EC002498 | EC002498 | EC002498 | EC002498 | https://pim.woehner.de/en/produkte/33219000.html
33221000 | 33221 | NH fuse switch-disconnector size 00, 160 A, panel mounting | [5 empty] | NH fuse switch-disconnector size 00, 160 A, panel mounting, clamp 70 mm², with short protection cover, for mounting plate | Panel | 1 | 68.88 |  |  | 09 | 03 |  |  | 4021267332211 | 106 | 83 | 151 | 7.0 | 71.6 | 0.110 | 0.000 | 0.624 |  |  | 85361090 | 004 Deutschland | No | 27142108 | 27142108 | EC001040 | EC001040 | EC001040 | EC001040 | EC001040 | https://pim.woehner.de/en/produkte/33221000.html
33222000 | 33222 | NH fuse switch-disconnector size 00, 160 A, panel mounting | [5 empty] | NH fuse switch-disconnector size 00, 160 A, panel mounting, screw M8, with short protection cover, for mounting plate | Panel | 1 | 68.88 |  |  | 09 | 03 |  |  | 4021267332228 | 106 | 83 | 151 | 7.0 | 71.9 | 0.110 | 0.000 | 0.624 |  |  | 85361090 | 004 Deutschland | No | 27142108 | 27142108 | EC001040 | EC001040 | EC001040 | EC001040 | EC001040 | https://pim.woehner.de/en/produkte/33222000.html
33223000 | 33223 | cover for connecting space |  |  |  | 33221, 33222 |  | cover for connecting space, size 00, for 33221, 33222 |  | 2 | 5.11 |  |  | 09 | 51 |  |  | 4021267332235 | 106 | 46 | 47 | 0.0 | 4.8 | 0.000 | 0.000 | 0.000 |  |  | 85389099 | 004 Deutschland | Yes | 27142190 | 27142190 | EC002498 | EC002498 | EC002498 | EC002498 | EC002498 | https://pim.woehner.de/en/produkte/33223000.html
33224000 | 33224 | prism terminal, single, for Cu cables | [5 empty] | prism terminal, single, for Cu cables, 16 - 70 mm², NH 00 | 60Classic | 3 | 4.90 |  |  | 09 | 51 |  |  | 4021267332242 | 106 | 137 | 200 |  | 3.0 | 0.000 | 0.014 | 0.000 |  |  | 85389099 | 004 Deutschland | Yes | 27142190 | 27142190 | EC002498 | EC002498 | EC002498 | EC002498 | EC002498 | https://pim.woehner.de/en/produkte/33224000.html
33225000 | 33225 | trim frame, single | [5 empty] | trim frame, single, 143 x 210, for 33221, 33222, size 00 |  | 10 | 8.94 |  |  | 09 | 51 |  |  | 4021267332259 | 143 | 2 | 210 | 0.0 | 3.3 | 0.000 | 0.000 | 0.000 |  |  | 85389099 | 004 Deutschland | Yes | 27142190 | 27142190 | EC002498 | EC002498 | EC002498 | EC002498 | EC002498 | https://pim.woehner.de/en/produkte/33225000.html
33234000 | 33234 | in-line fuse switch-disconnector 160 A |  |  | 12, 15, 20, 25, 30 x 5, 10 and section busbars |  |  | in-line fuse switch-disconnector 160 A, screw M8 / clamp 70 mm², size 00 | 60Classic | 1 | 146.09 |  |  | 12 | 50 |  |  | 4021267332341 | 50 | 136 | 455 | 27.0 | 146.0 | 0.508 | 0.000 | 2.681 |  |  | 85361090 | 004 Deutschland | No | 27142108 | 27142108 | EC001046 | EC001046 | EC001046 | EC001046 | EC001046 | https://pim.woehner.de/en/produkte/33234000.html
33235000 | 33235 | in-line fuse switch-disconnector 160 A |  |  | 30, 40, 50, 60 x 10 |  |  | in-line fuse switch-disconnector 160 A, screw M8 / clamp 70mm², size 00 | 100Energy | 1 | 162.09 |  |  | 12 | 51 |  |  | 4021267332358 | 50 | 120 | 455 | 20.0 | 137.0 | 0.354 | 0.000 | 1.875 |  |  | 85361090 | 004 Deutschland | Yes | 27142108 | 27142108 | EC001046 | EC001046 | EC001046 | EC001046 | EC001046 | https://pim.woehner.de/en/produkte/33235000.html
33238000 | 33238 | terminal clamp |  |  |  | 33235 |  | terminal clamp, size 00, for 33235 | 100Energy | 3 | 5.76 |  |  | 12 | 70 |  |  | 4021267332389 |  |  |  | 0.0 | 3.1 | 0.000 | 0.000 | 0.000 |  |  | 85389099 | 004 Deutschland | Yes | 27142190 | 27142190 | EC002498 | EC002498 | EC002498 | EC002498 | EC002498 | https://pim.woehner.de/en/produkte/33238000.html
33247000 | 33247 | rapid mounting set | [5 empty] | rapid mounting set, for 1 mouinting rail, size 000 |  | 1 | 1.54 |  |  | 09 | 51 |  |  | 4021267332471 |  |  |  | 0.0 | 0.6 | 0.000 | 0.000 | 0.000 |  |  | 85389099 | 004 Deutschland | Yes | 27142190 | 27142190 | EC002498 | EC002498 | EC002498 | EC002498 | EC002498 | https://pim.woehner.de/en/produkte/33247000.html
33268000 | 33268 | direct terminal Cu and Al | [5 empty] | direct terminal Cu and Al, size 3 |  | 3 | 8.95 |  |  | 12 | 70 |  | x | 4021267332686 |  |  |  |  | 10.1 | 0.000 | 0.000 | 0.000 |  |  | 85389099 | 004 Deutschland | Yes | 27142190 | 27142190 | EC002498 | EC002498 | EC002498 | EC002498 | EC002498 | https://pim.woehner.de/en/produkte/33268000.html
33271000 | 33271 | extension for 2 cable lugs | [5 empty] | extension for 2 cable lugs, size 1 - 2 |  | 1 | 7.10 |  |  | 12 | 70 |  |  | 4021267332716 |  |  |  |  | 13.2 | 0.087 | 0.000 | 0.000 |  |  | 85389099 | 004 Deutschland | Yes | 27142190 | 27142190 | EC002498 | EC002498 | EC002498 | EC002498 | EC002498 | https://pim.woehner.de/en/produkte/33271000.html
33272000 | 33272 | extension for 2 cable lugs | [5 empty] | extension for 2 cable lugs, size 3 | 60Classic | 1 | 7.67 |  |  | 12 | 70 |  |  | 4021267332723 |  |  |  |  | 15.5 | 0.087 | 0.000 | 0.000 |  |  | 85389099 | 004 Deutschland | Yes | 27142190 | 27142190 | EC002498 | EC002498 | EC002498 | EC002498 | EC002498 | https://pim.woehner.de/en/produkte/33272000.html
33280000 | 33280 | connection cover |  |  |  | 33234, 33235 |  | connection cover, size 00, for 33234, 33235 |  | 2 | 8.31 |  |  | 12 | 70 |  |  | 4021267332808 |  |  |  | 0.0 | 9.0 | 0.000 | 0.000 | 0.000 |  |  | 85389099 | 004 Deutschland | Yes | 27142190 | 27142190 | EC002498 | EC002498 | EC002498 | EC002498 | EC002498 | https://pim.woehner.de/en/produkte/33280000.html
33285000 | 33285 | in-line fuse switch-disconnector 160 A |  |  | 12, 15, 20, 25, 30 x 5, 10 and section busbars |  |  | in-line fuse switch-disconnector 160 A, screw M8 / clamp 70 mm², with electronic fuse monitoring, size 00 | 60Classic | 1 | 345.26 |  |  | 12 | 50 |  |  | 4021267332853 | 50 | 136 | 610 | 20.0 | 146.0 | 0.542 | 0.000 | 6.320 |  |  | 85361090 | 004 Deutschland | No | 27142108 | 27142108 | EC001046 | EC001046 | EC001046 | EC001046 | EC001046 | https://pim.woehner.de/en/produkte/33285000.html
33286000 | 33286 | in-line fuse switch-disconnector 160 A |  |  | 30, 40, 50, 60 x 10 |  |  | in-line fuse switch-disconnector 160 A, screw M8 / clamp 70mm², with electron. fuse monitoring, size 00 | 100Energy | 1 | 432.11 |  |  | 12 | 51 |  |  | 4021267332860 | 49 | 136 | 610 | 20.0 | 143.0 | 0.388 | 0.000 | 5.514 |  |  | 85361090 | 004 Deutschland | Yes | 27142108 | 27142108 | EC001046 | EC001046 | EC001046 | EC001046 | EC001046 | https://pim.woehner.de/en/produkte/33286000.html
33290000A | 33290 | measuring transformers 150 A / 333 mV | [5 empty] | measuring transformers 150 A / 333 mV, 2.5 VA / class 0.5 | Measurement Technique | 1 | 100.32 |  |  | 23 | 31 | x |  | 4021267332907 | 44 | 99 | 30 |  | 14.0 | 0.000 | 0.000 | 0.000 |  |  | 85043129 | 004 Deutschland | Yes | 27210902 | 27210902 | EC002048 | EC002048 | EC002048 | EC002048 | EC002048 | https://pim.woehner.de/en/produkte/33290000A.html
33291000A | 33291 | measuring transformers 150 A / 333 mV | [5 empty] | measuring transformers 150 A / 333 mV, 2.5 VA / class 1 | Measurement Technique | 1 | 88.44 |  |  | 23 | 35 | x |  | 4021267332914 | 44 | 99 | 30 |  | 14.0 | 0.000 | 0.000 | 0.000 |  |  | 85043129 | 004 Deutschland | Yes | 27210902 | 27210902 | EC002048 | EC002048 | EC002048 | EC002048 | EC002048 | https://pim.woehner.de/en/produkte/33291000A.html
33300000 | 33300 | mounting clip for current transformator | [5 empty] | mounting clip for current transformator, for adapter SECUR®LeanStreamer, size 00 |  | 3 | 1.32 |  |  | 12 | 70 |  |  | 4021267333003 |  |  |  | 0.0 | 0.4 | 0.000 | 0.000 | 0.000 |  |  | 85389099 | 004 Deutschland | No | 27142190 | 27142190 | EC002498 | EC002498 | EC002498 | EC002498 | EC002498 | https://pim.woehner.de/en/produkte/33300000.html
33303000A | 33303 | measuring transformers 100 A / 333 mV | [5 empty] | measuring transformers 100 A / 333 mV, class 0.5 | Measurement Technique | 1 | 100.32 |  |  | 23 | 31 | x |  | 4021267333034 | 44 | 99 | 30 |  | 14.0 | 0.000 | 0.000 | 0.000 |  |  | 85043129 | 004 Deutschland | Yes | 27210902 | 27210902 | EC002048 | EC002048 | EC002048 | EC002048 | EC002048 | https://pim.woehner.de/en/produkte/33303000A.html
33305000A | 33305 | measuring transformers 100 A / 333 mV | [5 empty] | measuring transformers 100 A / 333 mV, 2,5 VA / class 1 | Measurement Technique | 1 | 88.44 |  |  | 23 | 35 | x |  | 4021267333058 | 44 | 99 | 30 |  | 14.0 | 0.000 | 0.000 | 0.000 |  |  | 85043129 | 004 Deutschland | Yes | 27210902 | 27210902 | EC002048 | EC002048 | EC002048 | EC002048 | EC002048 | https://pim.woehner.de/en/produkte/33305000A.html
33306000 | 33306 | holder for cylindrical fuses | [5 empty] | holder for cylindrical fuses, Class J / 3P, terminal 70 mm², 100 A / 600 V (29 x 118), for mounting plate | Panel | 1 | 415.20 |  |  | 16 | 09 |  |  | 4021267333065 | 184 | 103 | 215 | 2.5 | 217.6 | 0.370 | 0.603 | 2.700 |  | 0.000 | 85361090 | 004 Deutschland | Yes | 27142190 | 27142190 | EC002705 | EC002705 | EC002705 | EC002705 | EC002705 | https://pim.woehner.de/en/produkte/33306000.html
33307000 | 33307 | holder for cylindrical fuses | [5 empty] | holder for cylindrical fuses, Class J / 3P, terminal 150 mm², 200 A / 600 V (41x146), for mounting plate | Panel | 1 | 485.04 |  |  | 16 | 12 |  |  | 4021267333072 | 210 | 117 | 255 | 7.4 | 405.0 | 0.709 | 1.080 | 3.900 |  | 0.000 | 85361090 | 004 Deutschland | Yes | 27142190 | 27142190 | EC002705 | EC002705 | EC002705 | EC002705 | EC002705 | https://pim.woehner.de/en/produkte/33307000.html
33308000 | 33308 | holder for cylindrical fuses | [5 empty] | holder for cylindrical fuses, Class J / 3P, terminal 300 mm², 400 A / 600 V (54x181), for mounting plate | Panel | 1 | 752.71 |  |  | 16 | 15 |  |  | 4021267333089 | 256 | 133 | 267 | 14.8 | 672.0 | 1.480 | 2.100 | 5.100 |  | 0.000 | 85361090 | 004 Deutschland | Yes | 27142190 | 27142190 | EC002705 | EC002705 | EC002705 | EC002705 | EC002705 | https://pim.woehner.de/en/produkte/33308000.html
33311000 | 33311 | bus mounted fuse holder Class J |  | connection top or bottom | 30 x 10 and section busbars |  |  | bus mounted fuse holder Class J, for fuse links Class J 225 - 400 A (54x181), 3P, with box terminal, connection top or bottom | 60Classic | 1 | 889.72 |  |  | 16 | 33 |  |  | 4021267333119 | 256 | 122 | 285 | 46.8 | 690.0 | 3.134 | 1.050 | 10.494 |  | 0.000 | 85361090 | 004 Deutschland | Yes | 27142190 | 27142190 | EC002705 | EC002705 | EC002705 | EC002705 | EC002705 | https://pim.woehner.de/en/produkte/33311000.html
33315000 | 33315 | trim cover, 2 parts | [5 empty] | trim cover, 2 parts, for NH-LTS size 00, size 00 | 60Classic | 1 | 11.28 |  |  | 09 | 51 |  |  | 4021267333157 | 106 | 83 | 350 | 0.0 | 12.4 | 0.000 | 0.000 | 0.000 |  |  | 85389099 | 004 Deutschland | Yes | 27142190 | 27142190 | EC002498 | EC002498 | EC002498 | EC002498 | EC002498 | https://pim.woehner.de/en/produkte/33315000.html
33316000 | 33316 | trim cover, 2 parts | [5 empty] | trim cover, 2 parts, for NH-LTS size 2, size 2 | 60Classic | 1 | 41.09 |  |  | 09 | 51 |  |  | 4021267333164 | 210 | 83 | 350 | 0.0 | 21.1 | 0.000 | 0.000 | 0.000 |  |  | 85389099 | 004 Deutschland | Yes | 27142190 | 27142190 | EC002498 | EC002498 | EC002498 | EC002498 | EC002498 | https://pim.woehner.de/en/produkte/33316000.html
33317000 | 33317 | trim strip, attachable at side | [5 empty] | trim strip, attachable at side, for NH-LTS size 00, size 00 | 60Classic | 2 | 10.80 |  |  | 09 | 51 |  |  | 4021267333171 | 20 | 35 | 350 | 0.0 | 6.0 | 0.000 | 0.000 | 0.000 |  |  | 85389099 | 004 Deutschland | Yes | 27142190 | 27142190 | EC002498 | EC002498 | EC002498 | EC002498 | EC002498 | https://pim.woehner.de/en/produkte/33317000.html
33324000 | 33324 | NH fuse switch-disconnector size 00, 160 A |  | connection top or bottom | 12, 15, 20, 25, 30 x 5, 10 and section busbars |  |  | NH fuse switch-disconnector size 00, 160 A, box terminal, with electronic fuse monitoring, connection top or bottom | 60Classic | 1 | 319.86 |  |  | 09 | 25 |  |  | 4021267333249 | 106 | 137 | 200 | 17.7 | 117.0 | 0.221 | 0.000 | 5.979 |  |  | 85361090 | 004 Deutschland | No | 27142108 | 27142108 | EC001040 | EC001040 | EC001040 | EC001040 | EC001040 | https://pim.woehner.de/en/produkte/33324000.html
33325000 | 33325 | NH fuse switch-disconnector size 1, 250 A |  | connection top or bottom | 12, 15, 20, 25, 30 x 5, 10 and section busbars |  |  | NH fuse switch-disconnector size 1, 250 A, screw M10, with electronic fuse monitoring, connection top or bottom | 60Classic | 1 | 517.56 |  |  | 09 | 28 |  |  | 4021267333256 | 184 | 199 | 243 | 26.0 | 223.0 | 0.581 | 0.000 | 8.418 |  |  | 85361090 | 004 Deutschland | No | 27142108 | 27142108 | EC001040 | EC001040 | EC001040 | EC001040 | EC001040 | https://pim.woehner.de/en/produkte/33325000.html
33326000 | 33326 | NH fuse switch-disconnector size 2, 400 A |  | connection top or bottom | 12, 20, 30 x 10 and section busbars |  |  | NH fuse switch-disconnector size 2, 400 A, screw M10, with electronic fuse monitoring, connection top or bottom | 60Classic | 1 | 620.46 |  |  | 09 | 31 |  |  | 4021267333263 | 210 | 185 | 288 | 45.0 | 572.0 | 1.620 | 0.000 | 12.382 |  |  | 85361090 | 004 Deutschland | No | 27142108 | 27142108 | EC001040 | EC001040 | EC001040 | EC001040 | EC001040 | https://pim.woehner.de/en/produkte/33326000.html
33327000 | 33327 | NH fuse switch-disconnector size 3, 630 A |  | connection top or bottom | 12, 20, 30 x 10 and section busbars |  |  | NH fuse switch-disconnector size 3, 630 A, screw M12, with electronic fuse monitoring, connection top or bottom | 60Classic | 1 | 792.67 |  |  | 09 | 34 |  |  | 4021267333270 | 256 | 200 | 300 | 60.0 | 796.0 | 2.762 | 0.000 | 16.002 |  |  | 85361090 | 004 Deutschland | No | 27142108 | 27142108 | EC001040 | EC001040 | EC001040 | EC001040 | EC001040 | https://pim.woehner.de/en/produkte/33327000.html
33328000 | 33328 | NH fuse switch-disconnector size 00, 160 A, panel mounting | [5 empty] | NH fuse switch-disconnector size 00, 160 A, panel mounting, clamp 70 mm², with electronic fuse monitoring, for mounting plate | Panel | 1 | 300.95 |  |  | 09 | 04 |  |  | 4021267333287 | 106 | 123 | 176 | 7.0 | 93.0 | 0.120 | 0.003 | 5.892 |  |  | 85361090 | 004 Deutschland | No | 27142108 | 27142108 | EC001040 | EC001040 | EC001040 | EC001040 | EC001040 | https://pim.woehner.de/en/produkte/33328000.html
33329000 | 33329 | NH fuse switch-disconnector size 00, 160 A, panel mounting | [5 empty] | NH fuse switch-disconnector size 00, 160 A, panel mounting, screw M8, with electronic fuse monitoring, for mounting plate | Panel | 1 | 300.95 |  |  | 09 | 04 |  |  | 4021267333294 | 106 | 123 | 176 | 7.0 | 92.0 | 0.120 | 0.003 | 5.892 |  |  | 85361090 | 004 Deutschland | No | 27142108 | 27142108 | EC001040 | EC001040 | EC001040 | EC001040 | EC001040 | https://pim.woehner.de/en/produkte/33329000.html
33330000 | 33330 | NH fuse switch-discon. size 1, 250 A, panel mounting | [5 empty] | NH fuse switch-discon. size 1, 250 A, panel mounting, screw M10, with electronic fuse monitoring, for mounting plate | Panel | 1 | 408.31 |  |  | 09 | 07 |  |  | 4021267333300 | 184 | 154 | 243 | 14.1 | 229.0 | 0.323 | 0.000 | 8.502 |  |  | 85361090 | 004 Deutschland | No | 27142108 | 27142108 | EC001040 | EC001040 | EC001040 | EC001040 | EC001040 | https://pim.woehner.de/en/produkte/33330000.html
33331000 | 33331 | NH fuse switch-discon. size 2, 400 A, panel mounting | [5 empty] | NH fuse switch-discon. size 2, 400 A, panel mounting, screw M10, with electronic fuse monitoring, for mounting plate | Panel | 1 | 528.62 |  |  | 09 | 10 |  |  | 4021267333317 | 210 | 169 | 288 | 22.0 | 380.0 | 0.628 | 0.000 | 9.198 |  |  | 85361090 | 004 Deutschland | No | 27142108 | 27142108 | EC001040 | EC001040 | EC001040 | EC001040 | EC001040 | https://pim.woehner.de/en/produkte/33331000.html
33332000 | 33332 | NH fuse switch-discon. size 3, 630 A, panel mounting | [5 empty] | NH fuse switch-discon. size 3, 630 A, panel mounting, screw M12, with electronic fuse monitoring, for mounting plate | Panel | 1 | 603.46 |  |  | 09 | 13 |  |  | 4021267333324 | 256 | 183 | 300 | 36.0 | 524.0 | 1.107 | 0.000 | 10.608 |  |  | 85361090 | 004 Deutschland | No | 27142108 | 27142108 | EC001040 | EC001040 | EC001040 | EC001040 | EC001040 | https://pim.woehner.de/en/produkte/33332000.html
33333000 | 33333 | switch-disconnector 3-pole | [5 empty] | switch-disconnector 3-pole, screw M10, graphite-grey handle, 250 A, for mounting plate | Panel | 1 | 251.04 |  |  | 14 | 03 |  | x | 4021267333331 | 171 | 157 | 158 | 33.5 | 194.0 | 0.248 | 0.000 | 0.000 |  |  | 85365080 | 508 Brasilien | Yes | 27371403 | 27371403 | EC000216 | EC000216 | EC000216 | EC000216 | EC000216 | https://pim.woehner.de/en/produkte/33333000.html
33334000 | 33334 | switch-disconnector 3-pole | [5 empty] | switch-disconnector 3-pole, screw M10, graphite-grey handle, 400 A, for mounting plate | Panel | 1 | 597.72 |  |  | 14 | 06 |  | x | 4021267333348 | 270 | 197 | 237 | 57.0 | 538.0 | 0.980 | 0.000 | 0.000 |  |  | 85365080 | 508 Brasilien | Yes | 27371403 | 27371403 | EC000216 | EC000216 | EC000216 | EC000216 | EC000216 | https://pim.woehner.de/en/produkte/33334000.html
33335000 | 33335 | switch-disconnector 3-pole | [5 empty] | switch-disconnector 3-pole, screw M10, graphite-grey handle, 630 A, for mounting plate | Panel | 1 | 700.23 |  |  | 14 | 09 |  | x | 4021267333355 | 270 | 197 | 237 | 127.0 | 546.0 | 1.041 | 0.000 | 0.000 |  |  | 85365080 | 508 Brasilien | Yes | 27371403 | 27371403 | EC000216 | EC000216 | EC000216 | EC000216 | EC000216 | https://pim.woehner.de/en/produkte/33335000.html
33336000 | 33336 | switch-disconnector 3-pole | [5 empty] | switch-disconnector 3-pole, screw M12, graphite-grey handle, 800 A, for mounting plate | Panel | 1 | 994.72 |  |  | 14 | 12 |  | x | 4021267333362 | 330 | 237 | 290 | 169.0 | 944.0 | 2.043 | 0.000 | 0.000 |  |  | 85365080 | 508 Brasilien | Yes | 27371403 | 27371403 | EC000216 | EC000216 | EC000216 | EC000216 | EC000216 | https://pim.woehner.de/en/produkte/33336000.html
33337000 | 33337 | switch disconnector with fuses, 3-pole | [5 empty] | switch disconnector with fuses, 3-pole, screw M8, graphite-grey handle, NH 00, 160 A, for mounting plate | Panel | 1 | 312.48 |  |  | 15 | 03 |  |  | 4021267333379 | 171 | 195 | 148 | 28.0 | 230.0 | 0.413 | 0.000 | 0.000 |  |  | 85361090 | 508 Brasilien | Yes | 27371401 | 27371401 | EC001040 | EC001040 | EC001040 | EC001040 | EC001040 | https://pim.woehner.de/en/produkte/33337000.html
33338000 | 33338 | switch disconnector with fuses, 3-pole | [5 empty] | switch disconnector with fuses, 3-pole, screw M10, graphite-grey handle, NH 1, 250 A, for mounting plate | Panel | 1 | 676.32 |  |  | 15 | 06 |  |  | 4021267333386 | 270 | 253 | 232 | 45.0 | 726.0 | 1.803 | 0.000 | 0.000 |  |  | 85361090 | 508 Brasilien | Yes | 27371401 | 27371401 | EC001040 | EC001040 | EC001040 | EC001040 | EC001040 | https://pim.woehner.de/en/produkte/33338000.html
33339000 | 33339 | switch disconnector with fuses, 3-pole | [5 empty] | switch disconnector with fuses, 3-pole, screw M10, graphite-grey handle, NH 2, 400 A, for mounting plate | Panel | 1 | 848.92 |  |  | 15 | 09 |  |  | 4021267333393 | 270 | 253 | 238 | 109.0 | 760.0 | 2.135 | 0.000 | 0.000 |  |  | 85361090 | 508 Brasilien | Yes | 27371401 | 27371401 | EC001040 | EC001040 | EC001040 | EC001040 | EC001040 | https://pim.woehner.de/en/produkte/33339000.html
33340000 | 33340 | switch disconnector with fuses, 3-pole | [5 empty] | switch disconnector with fuses, 3-pole, screw M12, graphite-grey handle, NH 3, 630 A, for mounting plate | Panel | 1 | 1400.47 |  |  | 15 | 12 |  |  | 4021267333409 | 330 | 302 | 290 | 268.0 | 1310.0 | 3.897 | 0.000 | 0.000 |  |  | 85361090 | 508 Brasilien | Yes | 27371401 | 27371401 | EC001040 | EC001040 | EC001040 | EC001040 | EC001040 | https://pim.woehner.de/en/produkte/33340000.html
33341000 | 33341 | end cover |  |  |  | 01230 |  | end cover, for 01230 |  | 2 | 45.18 |  |  | 06 | 27 |  |  | 4021267333416 | 25 | 120 | 620 | 0.0 | 2.8 | 0.000 | 0.000 | 0.000 | 0.000 | 0.000 | 85472000 | 004 Deutschland | Yes | 27370390 | 27142190 | EC002498 | EC002498 | EC002498 | EC002498 | EC002498 | https://pim.woehner.de/en/produkte/33341000.html
33342000 | 33342 | door coupling rotary drive |  |  |  | LTS-250/400/630 LTS-F 160/250/400 |  | door coupling rotary drive, graphite grey, without handle, without door interlock, for LTS-250/400/630 LTS-F 160/250/400 |  | 1 | 49.70 |  |  | 14 | 51 |  |  | 4021267333423 |  |  |  | 0.0 | 23.5 | 0.000 | 0.000 | 0.000 |  |  | 85389099 | 508 Brasilien | Yes | 27370415 | 27370415 | EC000230 | EC000230 | EC000230 | EC000230 | EC000230 | https://pim.woehner.de/en/produkte/33342000.html
33345000 | 33345 | door coupling rotary drive |  |  |  | LTS-250/400/630 LTS-F 160/250/400 |  | door coupling rotary drive, graphite grey, without handle, with door interlock, for padlocks, for LTS-250/400/630 LTS-F 160/250/400 |  | 1 | 63.01 |  |  | 14 | 51 |  |  | 4021267333454 |  |  |  | 0.0 | 38.0 | 0.000 | 0.000 | 0.000 |  |  | 85389099 | 508 Brasilien | Yes | 27370415 | 27370415 | EC000230 | EC000230 | EC000230 | EC000230 | EC000230 | https://pim.woehner.de/en/produkte/33345000.html
33346000 | 33346 | door coupling rotary drive |  |  |  | LTS-800, LTS-F630 |  | door coupling rotary drive, graphite grey, without handle, with door interlock, for padlocks, for LTS-800, LTS-F630 |  | 1 | 72.64 |  |  | 14 | 51 |  |  | 4021267333461 |  |  |  | 0.0 | 67.0 | 0.000 | 0.000 | 0.000 |  |  | 85389099 | 508 Brasilien | Yes | 27370415 | 27370415 | EC000230 | EC000230 | EC000230 | EC000230 | EC000230 | https://pim.woehner.de/en/produkte/33346000.html
33347000 | 33347 | pilot switch | [5 empty] | pilot switch, 1 n/c + 1 n/o, plug connectors 6.3 x 0.8, LTS, LTS-F |  | 1 | 17.83 |  |  | 14 | 51 |  |  | 4021267333478 |  |  |  | 0.0 | 2.5 | 0.000 | 0.000 | 0.000 |  |  | 85389099 | 508 Brasilien | Yes | 27371492 | 27371492 | EC002498 | EC002498 | EC002498 | EC002498 | EC002498 | https://pim.woehner.de/en/produkte/33347000.html
33348000 | 33348 | door coupling rotary drive |  |  |  | LTS-250/400/630, LTS-F 160/250/400 |  | door coupling rotary drive, yellow-red, without handle, with door interlock, for padlocks, for LTS-250/400/630, LTS-F 160/250/400 |  | 1 | 63.01 |  |  | 14 | 51 |  |  | 4021267333485 |  |  |  | 0.0 | 38.0 | 0.000 | 0.000 | 0.000 |  |  | 85389099 | 508 Brasilien | Yes | 27370415 | 27370415 | EC000230 | EC000230 | EC000230 | EC000230 | EC000230 | https://pim.woehner.de/en/produkte/33348000.html
33349000 | 33349 | door coupling rotary drive |  |  |  | LTS-800, LTS-F 630 |  | door coupling rotary drive, yellow-red, without handle, with door interlock, for padlocks, for LTS-800, LTS-F 630 |  | 1 | 94.44 |  |  | 14 | 51 |  |  | 4021267333492 |  |  |  | 0.0 | 56.0 | 0.000 | 0.000 | 0.000 |  |  | 85389099 | 508 Brasilien | Yes | 27370415 | 27370415 | EC000230 | EC000230 | EC000230 | EC000230 | EC000230 | https://pim.woehner.de/en/produkte/33349000.html
33350000 | 33350 | connection space cover | [5 empty] | connection space cover, for covering all connections, dark grey, LTS-250, LTS-F 160 |  | 2 | 16.57 |  |  | 14 | 51 |  |  | 4021267333508 |  |  |  | 0.0 | 4.0 | 0.000 | 0.000 | 0.000 | 0.000 | 0.000 | 85389099 | 508 Brasilien | Yes | 27371492 | 27371492 | EC002498 | EC002498 | EC002498 | EC002498 | EC002498 | https://pim.woehner.de/en/produkte/33350000.html
33351000 | 33351 | connection space cover | [5 empty] | connection space cover, for covering all connections, dark grey, LTS-400/630, LTS-F 250/400 |  | 2 | 23.04 |  |  | 14 | 51 |  |  | 4021267333515 |  |  |  | 0.0 | 12.0 | 0.000 | 0.000 | 0.000 | 0.000 | 0.000 | 85389099 | 508 Brasilien | Yes | 27371492 | 27371492 | EC002498 | EC002498 | EC002498 | EC002498 | EC002498 | https://pim.woehner.de/en/produkte/33351000.html
33352000 | 33352 | connection space cover | [5 empty] | connection space cover, for covering all connections, dark grey, LTS-800, LTS-F 630 |  | 2 | 29.50 |  |  | 14 | 51 |  |  | 4021267333522 |  |  |  | 0.0 | 20.0 | 0.000 | 0.000 | 0.000 | 0.000 | 0.000 | 85389099 | 508 Brasilien | Yes | 27371492 | 27371492 | EC002498 | EC002498 | EC002498 | EC002498 | EC002498 | https://pim.woehner.de/en/produkte/33352000.html
33355000 | 33355 | switch-disconnector 3-pole | [5 empty] | switch-disconnector 3-pole, screw M10, red handle, 250 A, for mounting plate | Panel | 1 | 251.04 |  |  | 14 | 03 |  | x | 4021267333553 | 171 | 157 | 158 | 33.5 | 194.0 | 0.248 | 0.000 | 0.000 |  |  | 85365080 | 508 Brasilien | Yes | 27371403 | 27371403 | EC000216 | EC000216 | EC000216 | EC000216 | EC000216 | https://pim.woehner.de/en/produkte/33355000.html
33356000 | 33356 | switch-disconnector 3-pole | [5 empty] | switch-disconnector 3-pole, screw M10, red handle, 400 A, for mounting plate | Panel | 1 | 597.72 |  |  | 14 | 06 |  | x | 4021267333560 | 270 | 197 | 237 | 57.0 | 546.0 | 0.980 | 0.000 | 0.000 |  |  | 85365080 | 508 Brasilien | Yes | 27371403 | 27371403 | EC000216 | EC000216 | EC000216 | EC000216 | EC000216 | https://pim.woehner.de/en/produkte/33356000.html
33357000 | 33357 | switch-disconnector 3-pole | [5 empty] | switch-disconnector 3-pole, screw M10, red handle, 630 A, for mounting plate | Panel | 1 | 910.30 |  |  | 14 | 09 |  | x | 4021267333577 | 270 | 197 | 237 | 127.0 | 544.0 | 1.041 | 0.000 | 0.000 |  |  | 85365080 | 508 Brasilien | Yes | 27371403 | 27371403 | EC000216 | EC000216 | EC000216 | EC000216 | EC000216 | https://pim.woehner.de/en/produkte/33357000.html
33358000 | 33358 | switch-disconnector 3-pole | [5 empty] | switch-disconnector 3-pole, screw M12, red handle, 800 A, for mounting plate | Panel | 1 | 994.72 |  |  | 14 | 12 |  | x | 4021267333584 | 330 | 237 | 290 | 169.0 | 940.0 | 2.043 | 0.000 | 0.000 |  |  | 85365080 | 508 Brasilien | Yes | 27371403 | 27371403 | EC000216 | EC000216 | EC000216 | EC000216 | EC000216 | https://pim.woehner.de/en/produkte/33358000.html
33359000 | 33359 | switch disconnector with fuses, 3-pole | [5 empty] | switch disconnector with fuses, 3-pole, screw M8, red handle, NH 00, 160 A, for mounting plate | Panel | 1 | 312.48 |  |  | 15 | 03 |  |  | 4021267333591 | 171 | 195 | 148 | 28.0 | 230.0 | 0.413 | 0.000 | 0.000 |  |  | 85361090 | 508 Brasilien | Yes | 27371401 | 27371401 | EC001040 | EC001040 | EC001040 | EC001040 | EC001040 | https://pim.woehner.de/en/produkte/33359000.html
33360000 | 33360 | switch disconnector with fuses, 3-pole | [5 empty] | switch disconnector with fuses, 3-pole, screw M10, red handle, NH 1, 250 A, for mounting plate | Panel | 1 | 676.32 |  |  | 15 | 06 |  |  | 4021267333607 | 270 | 253 | 232 | 45.0 | 724.0 | 1.803 | 0.000 | 0.000 |  |  | 85361090 | 508 Brasilien | Yes | 27371401 | 27371401 | EC001040 | EC001040 | EC001040 | EC001040 | EC001040 | https://pim.woehner.de/en/produkte/33360000.html
33361000 | 33361 | switch disconnector with fuses, 3-pole | [5 empty] | switch disconnector with fuses, 3-pole, screw M10, red handle, NH 2, 400 A, for mounting plate | Panel | 1 | 848.92 |  |  | 15 | 09 |  |  | 4021267333614 | 270 | 253 | 238 | 109.0 | 768.0 | 2.135 | 0.000 | 0.000 |  |  | 85361090 | 508 Brasilien | Yes | 27371401 | 27371401 | EC001040 | EC001040 | EC001040 | EC001040 | EC001040 | https://pim.woehner.de/en/produkte/33361000.html
33362000 | 33362 | switch disconnector with fuses, 3-pole | [5 empty] | switch disconnector with fuses, 3-pole, screw M12, red handle, NH 3, 630 A, for mounting plate | Panel | 1 | 1400.47 |  |  | 15 | 12 |  |  | 4021267333621 | 330 | 302 | 290 | 268.0 | 1280.0 | 3.897 | 0.000 | 0.000 |  |  | 85361090 | 508 Brasilien | Yes | 27371401 | 27371401 | EC001040 | EC001040 | EC001040 | EC001040 | EC001040 | https://pim.woehner.de/en/produkte/33362000.html
33363000 | 33363 | clamp connector for Cu conductors |  |  |  | LTS-F 160 |  | clamp connector for Cu conductors, 2.5 - 70 / 12 x 10, for LTS-F 160 |  | 3 | 2.17 |  |  | 14 | 51 |  |  | 4021267333638 |  |  |  | 0.0 | 2.9 | 0.000 | 0.000 | 0.000 |  |  | 85389099 | 508 Brasilien | Yes | 27371492 | 27371492 | EC002498 | EC002498 | EC002498 | EC002498 | EC002498 | https://pim.woehner.de/en/produkte/33363000.html
33365000 | 33365 | wedge clamp terminal, single, for Cu and Al cond. |  |  |  | LTS 250 | x | wedge clamp terminal, single, for Cu and Al cond., 70 - 120 mm², for LTS 250 |  | 3 | 16.63 |  |  | 14 | 51 |  |  | 4021267333652 |  |  |  |  | 6.7 | 0.000 | 0.000 | 0.000 |  |  | 85389099 | 508 Brasilien | Yes | 27371492 | 27371492 | EC002498 | EC002498 | EC002498 | EC002498 | EC002498 | https://pim.woehner.de/en/produkte/33365000.html
33366000 | 33366 | wedge clamp terminal, single, for Cu and Al cond. |  |  |  | LTS-F 250, LTS 400 | x | wedge clamp terminal, single, for Cu and Al cond., 70 - 150 mm², for LTS-F 250, LTS 400 |  | 3 | 16.63 |  |  | 14 | 51 |  |  | 4021267333669 |  |  |  |  | 11.6 | 0.000 | 0.080 | 0.000 |  |  | 85389099 | 004 Deutschland | Yes | 27371492 | 27371492 | EC002498 | EC002498 | EC002498 | EC002498 | EC002498 | https://pim.woehner.de/en/produkte/33366000.html
33367000 | 33367 | wedge clamp terminal, single, for Cu and Al cond. |  |  |  | LTS-F 400, LTS 630 | x | wedge clamp terminal, single, for Cu and Al cond., 120 - 240 mm², for LTS-F 400, LTS 630 |  | 3 | 17.04 |  |  | 14 | 51 |  |  | 4021267333676 |  |  |  |  | 20.0 | 0.000 | 0.131 | 0.000 |  |  | 85389099 | 004 Deutschland | Yes | 27371492 | 27371492 | EC002498 | EC002498 | EC002498 | EC002498 | EC002498 | https://pim.woehner.de/en/produkte/33367000.html
33376000 | 33376 | comb-type busbar, 3-pole, for 2 NH fuse switch disconnectors |  |  |  | 33200 |  | comb-type busbar, 3-pole, for 2 NH fuse switch disconnectors, 35 mm², for 33200 |  | 4 | 56.90 |  |  | 09 | 51 |  |  | 4021267333768 | 212 | 32 | 15 | 4.6 | 27.1 | 0.404 | 0.000 | 0.000 |  |  | 85389099 | 004 Deutschland | Yes | 27142190 | 27142190 | EC002498 | EC002498 | EC002498 | EC002498 | EC002498 | https://pim.woehner.de/en/produkte/33376000.html
33377000 | 33377 | comb-type busbar, 3-pole, for 3 NH fuse switch disconnectors |  |  |  | 33200 |  | comb-type busbar, 3-pole, for 3 NH fuse switch disconnectors, 35 mm², for 33200 |  | 4 | 92.91 |  |  | 09 | 51 |  |  | 4021267333775 | 314 | 32 | 15 | 9.3 | 44.7 | 0.661 | 0.000 | 0.000 |  |  | 85389099 | 004 Deutschland | Yes | 27142190 | 27142190 | EC000215 | EC000215 | EC000215 | EC000215 | EC000215 | https://pim.woehner.de/en/produkte/33377000.html
33378000 | 33378 | connecting terminal, front connection | [5 empty] | connecting terminal, front connection, for 3-pole comb-type busbar 35 mm², suitable for NH-fuse-switch-disconnector size 00 with screw connection, 25 - 95 mm² |  | 3 | 17.33 |  |  | 09 | 51 |  |  | 4021267333782 | 23 | 86 | 32 | 0.0 | 12.1 | 0.090 | 0.052 | 0.000 |  |  | 85389099 | 004 Deutschland | Yes | 27142190 | 27142190 | EC002498 | EC002498 | EC002498 | EC002498 | EC002498 | https://pim.woehner.de/en/produkte/33378000.html
33380000 | 33380 | extension shaft, 550 mm long |  |  |  | LTS-250/400/630, LTS-F 160/250/400 |  | extension shaft, 550 mm long, LTS-250/400/630, LTS-F 160/250/400, for LTS-250/400/630, LTS-F 160/250/400 |  | 1 | 37.34 |  |  | 14 | 51 |  |  | 4021267333805 |  |  |  | 0.0 | 29.0 | 0.000 | 0.000 | 0.000 |  | 0.000 | 85389099 | 508 Brasilien | Yes | 27371492 | 27371492 | EC000916 | EC000916 | EC000916 | EC000916 | EC000916 | https://pim.woehner.de/en/produkte/33380000.html
33381000 | 33381 | extension shaft, 550 mm long |  |  |  | LTS-800, LTS-F630 |  | extension shaft, 550 mm long, LTS-800, LTS-F 630, for LTS-800, LTS-F630 |  | 1 | 55.51 |  |  | 14 | 51 |  |  | 4021267333812 |  |  |  | 0.0 | 38.0 | 0.000 | 0.000 | 0.000 |  | 0.000 | 85389099 | 508 Brasilien | Yes | 27371492 | 27371492 | EC000916 | EC000916 | EC000916 | EC000916 | EC000916 | https://pim.woehner.de/en/produkte/33381000.html
33384000 | 33384 | NH in-line fuse base, 160 A |  |  | 30, 40, 50, 60 x 10 |  |  | NH in-line fuse base, 160 A, wedge terminal 70 mm², size 00 | 100Energy | 1 | 167.24 |  |  | 12 | 31 |  |  | 4021267333843 | 50 | 80 | 455 | 17.5 | 99.5 | 0.350 | 0.044 | 1.875 |  |  | 85361090 | 004 Deutschland | Yes | 27142106 | 27142106 | EC001046 | EC001046 | EC001046 | EC001046 | EC001046 | https://pim.woehner.de/en/produkte/33384000.html
33385000 | 33385 | prism terminal, double, for Cu cables | [5 empty] | prism terminal, double, for Cu cables, 2x 185 mm², size 3 | 60Classic | 1 | 25.84 |  |  | 09 | 51 |  |  | 4021267333850 |  |  |  |  | 36.8 | 0.000 | 0.288 | 0.000 |  |  | 85389099 | 004 Deutschland | Yes | 27142190 | 27142190 | EC002498 | EC002498 | EC002498 | EC002498 | EC002498 | https://pim.woehner.de/en/produkte/33385000.html
33387000 | 33387 | extension shaft, 630 mm long |  |  |  | LTS-250, LTS-400, LTS-630, LTS-F160, LTS-F250, LTS-F400 |  | extension shaft, 630 mm long, for LTS-250, LTS-400, LTS-630, LTS-F160, LTS-F250, LTS-F400 |  | 1 | 59.75 |  |  | 14 | 51 |  |  | 4021267333874 |  |  |  | 0.0 | 28.0 | 0.000 | 0.000 | 0.000 |  | 0.000 | 85389099 | 508 Brasilien | Yes | 27371492 | 27371492 | EC000916 | EC000916 | EC000916 | EC000916 | EC000916 | https://pim.woehner.de/en/produkte/33387000.html
33392000 | 33392 | comb-type busbar, 3-pole, for 4 NH fuse switch disconnectors |  |  |  | 33200 |  | comb-type busbar, 3-pole, for 4 NH fuse switch disconnectors, 35 mm², for 33200 |  | 4 | 129.67 |  |  | 09 | 51 |  |  | 4021267333928 | 424 | 32 | 15 | 13.9 | 62.3 | 0.998 | 0.000 | 0.000 |  |  | 85389099 | 004 Deutschland | Yes | 27142190 | 27142190 | EC000215 | EC000215 | EC000215 | EC000215 | EC000215 | https://pim.woehner.de/en/produkte/33392000.html
33393000 | 33393 | NH fuse switch-discon. size 1, 250 A, panel mounting | [5 empty] | NH fuse switch-discon. size 1, 250 A, panel mounting, box terminal, for mounting plate | Panel | 1 | 246.78 |  |  | 09 | 06 |  |  | 4021267333935 | 184 | 112 | 243 | 14.1 | 191.0 | 0.380 | 0.505 | 1.812 |  |  | 85361090 | 004 Deutschland | No | 27142108 | 27142108 | EC001040 | EC001040 | EC001040 | EC001040 | EC001040 | https://pim.woehner.de/en/produkte/33393000.html
33394000 | 33394 | NH fuse switch-disconnector size 00, 160 A |  | connection top or bottom | 12, 15, 20, 25, 30 x 5, 10 and section busbars |  |  | NH fuse switch-disconnector size 00, 160 A, screw M8, with electronic fuse monitoring, connection top or bottom | 60Classic | 1 | 319.86 |  |  | 09 | 25 |  |  | 4021267333942 | 106 | 137 | 200 | 17.7 | 117.0 | 0.213 | 0.000 | 5.958 |  |  | 85361090 | 004 Deutschland | No | 27142108 | 27142108 | EC001040 | EC001040 | EC001040 | EC001040 | EC001040 | https://pim.woehner.de/en/produkte/33394000.html
33398000 | 33398 | NH fuse switch-disconnector size 00, 160 A |  | connection top or bottom | 12, 15, 20, 25, 30 x 5, 10 and section busbars |  |  | NH fuse switch-disconnector size 00, 160 A, screw M8, connection top or bottom | 60Classic | 1 | 88.14 |  |  | 09 | 24 |  |  | 4021267333980 | 106 | 97 | 200 | 17.7 | 103.0 | 0.203 | 0.000 | 0.690 |  |  | 85361090 | 004 Deutschland | No | 27142108 | 27142108 | EC001040 | EC001040 | EC001040 | EC001040 | EC001040 | https://pim.woehner.de/en/produkte/33398000.html
33402000 | 33402 | busbar mounted fuse holder Class J |  | connection top or bottom | 12, 15, 20, 25, 30 x 5, 10 and section busbars |  |  | busbar mounted fuse holder Class J, for fuse links Class J 70 - 100 A (29 x 118), 3P, with box terminal, connection top or bottom | 60Classic | 1 | 169.04 |  |  | 16 | 27 |  |  | 4021267334024 | 106 | 135 | 200 | 9.0 | 129.0 | 0.353 | 0.000 | 0.990 |  | 0.000 | 85361090 | 004 Deutschland | No | 27142190 | 27142190 | EC002705 | EC002705 | EC002705 | EC002705 | EC002705 | https://pim.woehner.de/en/produkte/33402000.html
33403000 | 33403 | busbar mounted fuse holder Class J |  | connection top or bottom | 12, 15, 20, 25, 30 x 5, 10 and section busbars |  |  | busbar mounted fuse holder Class J, for fuse links Class J 110 - 200 A (41x146), 3P, with box terminal, connection top or bottom | 60Classic | 1 | 435.46 |  |  | 16 | 30 |  |  | 4021267334031 | 184 | 129 | 210 | 22.3 | 278.0 | 0.769 | 0.228 | 1.800 |  | 0.000 | 85361090 | 004 Deutschland | No | 27142190 | 27142190 | EC002705 | EC002705 | EC002705 | EC002705 | EC002705 | https://pim.woehner.de/en/produkte/33403000.html
33408000 | 33408 | holder for cylindrical fuses | [5 empty] | holder for cylindrical fuses, Class J / 3P, box terminal, 100 A / 600 V (29x118), for mounting plate | Panel | 1 | 147.10 |  |  | 16 | 09 |  |  | 4021267334086 | 106 | 135 | 200 | 8.3 | 107.0 | 0.255 | 0.000 | 0.960 |  | 0.000 | 85361090 | 004 Deutschland | No | 27142190 | 27142190 | EC002705 | EC002705 | EC002705 | EC002705 | EC002705 | https://pim.woehner.de/en/produkte/33408000.html
33409000 | 33409 | holder for cylindrical fuses | [5 empty] | holder for cylindrical fuses, Class J / 3P, terminal 150 mm², 200 A / 600 V (41x146), for mounting plate | Panel | 1 | 374.90 |  |  | 16 | 12 |  |  | 4021267334093 | 184 | 112 | 263 | 13.0 | 203.0 | 0.504 | 0.455 | 1.680 |  | 0.000 | 85361090 | 004 Deutschland | No | 27142190 | 27142190 | EC002705 | EC002705 | EC002705 | EC002705 | EC002705 | https://pim.woehner.de/en/produkte/33409000.html
33416000 | 33416 | NH fuse-switch-disconnector size 000, 125 A |  | connection top or bottom | 12 x 5, 10 |  |  | NH fuse-switch-disconnector size 000, 125 A, box terminal, connection top or bottom | 30Compact 3P | 1 | 83.40 |  |  | 09 | 22 |  |  | 4021267334161 | 90 | 98 | 160 | 13.8 | 90.0 | 0.191 | 0.000 | 0.621 |  |  | 85361090 | 004 Deutschland | No | 27142108 | 27142108 | EC001040 | EC001040 | EC001040 | EC001040 | EC001040 | https://pim.woehner.de/en/produkte/33416000.html
33418000 | 33418 | connection shroud | [5 empty] | connection shroud, for NH fuse-switch-disconnector size 2 | 60Classic | 2 | 6.12 |  |  | 09 | 51 |  |  | 4021267334185 | 209 | 8 | 71 | 0.0 | 4.0 | 0.000 | 0.000 | 0.000 |  |  | 85389099 | 004 Deutschland | Yes | 27142190 | 27142190 | EC002498 | EC002498 | EC002498 | EC002498 | EC002498 | https://pim.woehner.de/en/produkte/33418000.html
33419000 | 33419 | connection shroud | [5 empty] | connection shroud, for NH fuse-switch-disconnector size 3, max. 600 A | 60Classic | 2 | 7.98 |  |  | 09 | 51 |  |  | 4021267334192 | 254 | 8 | 86 | 0.0 | 5.4 | 0.000 | 0.000 | 0.000 |  |  | 85389099 | 004 Deutschland | Yes | 27142190 | 27142190 | EC002498 | EC002498 | EC002498 | EC002498 | EC002498 | https://pim.woehner.de/en/produkte/33419000.html
33420000 | 33420 | NH fuse switch-disconnector size 00, 160 A |  | connection top or bottom | 12, 15, 20, 25, 30 x 5, 10 and section busbars |  |  | NH fuse switch-disconnector size 00, 160 A, screw M8, with electromechanical fuse monitoring, connection top or bottom | 60Classic | 1 | 379.53 |  |  | 09 | 25 |  |  | 4021267334208 | 106 | 172 | 200 | 17.7 | 180.0 | 0.281 | 0.000 | 6.508 |  |  | 85361090 | 004 Deutschland | No | 27142108 | 27142108 | EC001040 | EC001040 | EC001040 | EC001040 | EC001040 | https://pim.woehner.de/en/produkte/33420000.html
33421000 | 33421 | busbar mounted fuse holder Class J |  | connection top or bottom | 12, 15, 20, 25, 30 x 5, 10 and section busbars |  |  | busbar mounted fuse holder Class J, for fuse links Class J 1 - 30 A (21x57), 3P, with box terminal, connection top or bottom | 60Classic | 1 | 169.04 |  |  | 16 | 21 |  |  | 4021267334215 | 106 | 135 | 200 | 2.0 | 138.0 | 0.465 | 0.000 | 0.990 |  | 0.000 | 85361050 | 004 Deutschland | No | 27142190 | 27142190 | EC002705 | EC002705 | EC002705 | EC002705 | EC002705 | https://pim.woehner.de/en/produkte/33421000.html
33422000 | 33422 | busbar mounted fuse holder Class J |  | connection top or bottom | 12, 15, 20, 25, 30 x 5, 10 and section busbars |  |  | busbar mounted fuse holder Class J, for fuse links Class J 35 - 60 A (27x60), 3P, with box terminal, connection top or bottom | 60Classic | 1 | 169.04 |  |  | 16 | 24 |  |  | 4021267334222 | 106 | 135 | 200 | 3.5 | 135.0 | 0.482 | 0.000 | 0.990 |  | 0.000 | 85361050 | 004 Deutschland | No | 27142190 | 27142190 | EC002705 | EC002705 | EC002705 | EC002705 | EC002705 | https://pim.woehner.de/en/produkte/33422000.html
33500000 | 33500 | switch disconnector with fuses, 3-pole |  |  | 12, 15, 20, 25, 30 x 5, 10 and section busbars |  |  | switch disconnector with fuses, 3-pole, box terminal, connection bottom, size 00, double-breaking, operator independent switching (snap-action mechanism) | 60Classic | 1 | 228.08 |  |  | 15 | 20 |  |  | 4021267335007 | 106 | 128 | 200 | 29.0 | 219.0 | 0.388 | 0.110 | 2.352 |  |  | 85361090 | 004 Deutschland | No | 27371401 | 27371401 | EC001040 | EC001040 | EC001040 | EC001040 | EC001040 | https://pim.woehner.de/en/produkte/33500000.html
33501000 | 33501 | switch disconnector with fuses, 3-pole |  |  | 12, 15, 20, 25, 30 x 5, 10 and section busbars |  |  | switch disconnector with fuses, 3-pole, box terminal, connection top, size 00, double-breaking, operator independent switching (snap-action mechanism) | 60Classic | 1 | 228.08 |  |  | 15 | 20 |  |  | 4021267335014 | 106 | 128 | 200 | 26.8 | 219.0 | 0.419 | 0.110 | 3.582 |  |  | 85361090 | 004 Deutschland | No | 27371401 | 27371401 | EC001040 | EC001040 | EC001040 | EC001040 | EC001040 | https://pim.woehner.de/en/produkte/33501000.html
33502000 | 33502 | switch disconnector with fuses, 3-pole | [5 empty] | switch disconnector with fuses, 3-pole, box terminal, size 00, double-breaking, operator independent switching (snap-action mechanism), for mounting plate | Panel | 1 | 207.45 |  |  | 15 | 03 |  |  | 4021267335021 | 106 | 128 | 233 | 25.3 | 208.0 | 0.336 | 0.110 | 3.618 |  |  | 85361090 | 004 Deutschland | Yes | 27371401 | 27371401 | EC001040 | EC001040 | EC001040 | EC001040 | EC001040 | https://pim.woehner.de/en/produkte/33502000.html
33503000 | 33503 | switch disconnector with fuses, 3-pole |  |  | 12, 15, 20, 25, 30 x 5, 10 and section busbars |  |  | switch disconnector with fuses, 3-pole, box terminal, connection bottom, for door coupling rotary handle, size 00, double-breaking, operator independent switching (snap-action mechanism) | 60Classic | 1 | 228.08 |  |  | 15 | 20 |  |  | 4021267335038 | 106 | 155 | 200 |  | 208.0 | 0.388 | 0.123 | 2.352 |  |  | 85361090 | 004 Deutschland | No | 27371401 | 27371401 | EC001040 | EC001040 | EC001040 | EC001040 | EC001040 | https://pim.woehner.de/en/produkte/33503000.html
33504000 | 33504 | switch disconnector with fuses, 3-pole |  |  | 12, 15, 20, 25, 30 x 5, 10 and section busbars |  |  | switch disconnector with fuses, 3-pole, box terminal, connection top, for door coupling rotary handle, size 00, double-breaking, operator independent switching (snap-action mechanism) | 60Classic | 1 | 228.08 |  |  | 15 | 20 |  |  | 4021267335045 | 106 | 155 | 200 |  | 208.0 | 0.419 | 0.123 | 3.582 |  |  | 85361090 | 004 Deutschland | No | 27371401 | 27371401 | EC001040 | EC001040 | EC001040 | EC001040 | EC001040 | https://pim.woehner.de/en/produkte/33504000.html
33505000 | 33505 | switch disconnector with fuses, 3-pole | [5 empty] | switch disconnector with fuses, 3-pole, box terminal, for door coupling rotary handle, size 00, double-breaking, operator independent switching (snap-action mechanism), for mounting plate | Panel | 1 | 207.45 |  |  | 15 | 03 |  |  | 4021267335052 | 106 | 153 | 233 |  | 201.6 | 0.336 | 0.123 | 3.618 |  |  | 85361090 | 004 Deutschland | Yes | 27371401 | 27371401 | EC001040 | EC001040 | EC001040 | EC001040 | EC001040 | https://pim.woehner.de/en/produkte/33505000.html
33506000 | 33506 | switch disconnector with fuses, 3-pole |  |  | 12, 15, 20, 25, 30 x 5, 10 and section busbars |  |  | switch disconnector with fuses, 3-pole, box terminal, connection bottom, with electronic fuse monitoring, size 00, double-breaking, operator independent switching (snap-action mechanism) | 60Classic | 1 | 423.93 |  |  | 15 | 20 |  |  | 4021267335069 | 106 | 166 | 200 |  | 236.0 | 0.400 | 0.110 | 8.646 |  |  | 85361090 | 004 Deutschland | No | 27371401 | 27371401 | EC001040 | EC001040 | EC001040 | EC001040 | EC001040 | https://pim.woehner.de/en/produkte/33506000.html
33507000 | 33507 | switch disconnector with fuses, 3-pole | [5 empty] | switch disconnector with fuses, 3-pole, box terminal, with electronic fuse monitoring, size 00, double-breaking, operator independent switching (snap-action mechanism), for mounting plate | Panel | 1 | 403.31 |  |  | 15 | 03 |  |  | 4021267335076 | 106 | 153 | 233 |  | 208.0 | 0.349 | 0.111 | 9.912 |  |  | 85361090 | 004 Deutschland | No | 27371401 | 27371401 | EC001040 | EC001040 | EC001040 | EC001040 | EC001040 | https://pim.woehner.de/en/produkte/33507000.html
33510000 | 33510 | switch disconnector with fuses, 3-pole |  |  | 12, 15, 20, 25, 30 x 5, 10 and section busbars |  |  | switch disconnector with fuses, 3-pole, screw M10, connection bottom, size 1, double-breaking, operator independent switching (snap-action mechanism) | 60Classic | 1 | 711.32 |  |  | 15 | 23 |  |  | 4021267335106 | 184 | 194 | 286 | 82.0 | 567.0 | 0.913 | 0.286 | 7.167 |  |  | 85361090 | 004 Deutschland | No | 27371401 | 27371401 | EC001040 | EC001040 | EC001040 | EC001040 | EC001040 | https://pim.woehner.de/en/produkte/33510000.html
33511000 | 33511 | switch disconnector with fuses, 3-pole |  |  | 12, 15, 20, 25, 30 x 5, 10 and section busbars |  |  | switch disconnector with fuses, 3-pole, screw M10, connection top, size 1, double-breaking, operator independent switching (snap-action mechanism) | 60Classic | 1 | 711.32 |  |  | 15 | 23 |  |  | 4021267335113 | 184 | 194 | 314 | 88.0 | 589.0 | 1.059 | 0.286 | 10.071 |  |  | 85361090 | 004 Deutschland | No | 27371401 | 27371401 | EC001040 | EC001040 | EC001040 | EC001040 | EC001040 | https://pim.woehner.de/en/produkte/33511000.html
33512000 | 33512 | switch disconnector with fuses, 3-pole | [5 empty] | switch disconnector with fuses, 3-pole, screw M10, size 1, double-breaking, operator independent switching (snap-action mechanism), for mounting plate | Panel | 1 | 630.01 |  |  | 15 | 06 |  |  | 4021267335120 | 184 | 193 | 314 | 60.7 | 540.0 | 0.855 | 0.286 | 10.530 |  |  | 85361090 | 004 Deutschland | Yes | 27371401 | 27371401 | EC001040 | EC001040 | EC001040 | EC001040 | EC001040 | https://pim.woehner.de/en/produkte/33512000.html
33513000 | 33513 | switch disconnector with fuses, 3-pole |  |  | 12, 15, 20, 25, 30 x 5, 10 and section busbars |  |  | switch disconnector with fuses, 3-pole, screw M10, connection bottom, for door coupling rotary handle, size 1, double-breaking, operator independent switching (snap-action mechanism) | 60Classic | 1 | 711.32 |  |  | 15 | 23 |  |  | 4021267335137 | 184 | 192 | 286 | 82.0 | 555.0 | 0.913 | 0.334 | 7.167 |  |  | 85361090 | 004 Deutschland | No | 27371401 | 27371401 | EC001040 | EC001040 | EC001040 | EC001040 | EC001040 | https://pim.woehner.de/en/produkte/33513000.html
33514000 | 33514 | switch disconnector with fuses, 3-pole |  |  | 12, 15, 20, 25, 30 x 5, 10 and section busbars |  |  | switch disconnector with fuses, 3-pole, screw M10, connection top, for door coupling rotary handle, size 1, double-breaking, operator independent switching (snap-action mechanism) | 60Classic | 1 | 711.32 |  |  | 15 | 23 |  |  | 4021267335144 | 184 | 192 | 314 |  | 577.0 | 1.059 | 0.334 | 10.071 |  |  | 85361090 | 004 Deutschland | No | 27371401 | 27371401 | EC001040 | EC001040 | EC001040 | EC001040 | EC001040 | https://pim.woehner.de/en/produkte/33514000.html
33515000 | 33515 | switch disconnector with fuses, 3-pole | [5 empty] | switch disconnector with fuses, 3-pole, screw M10, for door coupling rotary handle, size 1, double-breaking, operator independent switching (snap-action mechanism), for mounting plate | Panel | 1 | 630.01 |  |  | 15 | 06 |  |  | 4021267335151 | 184 | 191 | 314 |  | 528.0 | 0.855 | 0.334 | 10.530 |  |  | 85361090 | 004 Deutschland | Yes | 27371401 | 27371401 | EC001040 | EC001040 | EC001040 | EC001040 | EC001040 | https://pim.woehner.de/en/produkte/33515000.html
33516000 | 33516 | switch disconnector with fuses, 3-pole |  |  | 12, 15, 20, 25, 30 x 5, 10 and section busbars |  |  | switch disconnector with fuses, 3-pole, screw M10, connection bottom, with electronic fuse monitoring, size 1, double-breaking, operator independent switching (snap-action mechanism) | 60Classic | 1 | 951.53 |  |  | 15 | 23 |  |  | 4021267335168 | 184 | 204 | 286 |  | 625.0 | 0.926 | 0.286 | 14.301 |  |  | 85361090 | 004 Deutschland | No | 27371401 | 27371401 | EC001040 | EC001040 | EC001040 | EC001040 | EC001040 | https://pim.woehner.de/en/produkte/33516000.html
33520000A | 33520 | in-line fuse switch-disconnector 160 A |  |  | 30, 40, 60, 80, 100, 120 x 10 |  | x | in-line fuse switch-disconnector 160 A, Size 00, 3-pole switchable, high version with V-clamp 95 mm², terminal body Al, pressure piece brass | 185Power | 1 | 167.92 |  |  | 12 | 52 |  | x | 4021267335205 | 50 | 189 | 670 | 28.0 | 261.5 | 0.507 | 0.000 | 1.318 |  |  | 85361090 | 004 Deutschland | Yes | 27142108 | 27142108 | EC001046 | EC001046 | EC001046 | EC001046 | EC001046 | https://pim.woehner.de/en/produkte/33520000A.html
33521000A | 33521 | in-line fuse switch-disconnector 250 A |  |  | 30, 40, 60, 80, 100, 120 x 10 |  | x | in-line fuse switch-disconnector 250 A, size 1, 3-pole switchable, V-clamp 35-240 mm², terminal body alu, pressure piece brass | 185Power | 1 | 236.79 |  |  | 12 | 53 | x |  | 4021267335212 | 100 | 189 | 670 | 24.0 | 480.0 | 1.470 | 0.000 | 4.079 |  |  | 85361090 | 004 Deutschland | Yes | 27142108 | 27142108 | EC001046 | EC001046 | EC001046 | EC001046 | EC001046 | https://pim.woehner.de/en/produkte/33521000A.html
33522000A | 33522 | in-line fuse switch-disconnector 400 A |  |  | 30, 40, 60, 80, 100, 120 x 10 |  | x | in-line fuse switch-disconnector 400 A, size 2, 3-pole switchable, V-clamp 35-240 mm², terminal body alu, pressure piece brass | 185Power | 1 | 236.20 |  |  | 12 | 54 | x |  | 4021267335229 | 100 | 189 | 670 | 60.0 | 480.0 | 1.795 | 0.000 | 5.169 |  |  | 85361090 | 004 Deutschland | Yes | 27142108 | 27142108 | EC001046 | EC001046 | EC001046 | EC001046 | EC001046 | https://pim.woehner.de/en/produkte/33522000A.html
33523000A | 33523 | in-line fuse switch-disconnector 630 A |  |  | 30, 40, 60, 80, 100, 120 x 10 |  | x | in-line fuse switch-disconnector 630 A, size 3, 3-pole switchable, V-clamp 35-240 mm², terminal body alu, pressure piece brass | 185Power | 1 | 261.36 |  |  | 12 | 55 | x |  | 4021267335236 | 100 | 189 | 670 | 118.0 | 582.3 | 2.215 | 0.000 | 4.025 |  |  | 85361090 | 004 Deutschland | Yes | 27142108 | 27142108 | EC001046 | EC001046 | EC001046 | EC001046 | EC001046 | https://pim.woehner.de/en/produkte/33523000A.html
33524000A | 33524 | in-line fuse switch-disconnector 160 A |  |  | 30, 40, 60, 80, 100, 120 x 10 |  | x | in-line fuse switch-disconnector 160 A, Size 00, 3-pole switchable, flat version with V-Clamp 95 mm², terminal body Al, pressure piece brass | 185Power | 1 | 150.37 |  |  | 12 | 52 |  | x | 4021267335243 | 50 | 147 | 670 | 23.0 | 218.2 | 0.430 | 0.000 | 1.029 |  |  | 85361090 | 004 Deutschland | No | 27142108 | 27142108 | EC001046 | EC001046 | EC001046 | EC001046 | EC001046 | https://pim.woehner.de/en/produkte/33524000A.html
33526000A | 33526 | in-line fuse switch-disconnector 250 A |  |  | 30, 40, 60, 80, 100, 120 x 10 |  | x | in-line fuse switch-disconnector 250 A, size 1, 1-pole switchable, V-clamp 35-240 mm², terminal body alu, pressure piece brass | 185Power | 1 | 234.98 |  |  | 12 | 43 | x |  | 4021267335267 | 100 | 189 | 670 | 24.0 | 495.0 | 1.795 | 0.000 | 5.169 |  |  | 85361090 | 004 Deutschland | Yes | 27142108 | 27142108 | EC001046 | EC001046 | EC001046 | EC001046 | EC001046 | https://pim.woehner.de/en/produkte/33526000A.html
33527000A | 33527 | in-line fuse switch-disconnector 400 A |  |  | 30, 40, 60, 80, 100, 120 x 10 |  | x | in-line fuse switch-disconnector 400 A, size 2, 1-pole switchable, V-clamp 35-240 mm², terminal body alu, pressure piece brass | 185Power | 1 | 234.39 |  |  | 12 | 44 | x |  | 4021267335274 | 100 | 189 | 670 | 60.0 | 502.0 | 1.795 | 0.000 | 5.169 |  |  | 85361090 | 004 Deutschland | Yes | 27142108 | 27142108 | EC001046 | EC001046 | EC001046 | EC001046 | EC001046 | https://pim.woehner.de/en/produkte/33527000A.html
33528000A | 33528 | in-line fuse switch-disconnector 630 A |  |  | 30, 40, 60, 80, 100, 120 x 10 |  | x | in-line fuse switch-disconnector 630 A, size 3, 1-pole switchable, V-clamp 35-240 mm², terminal body alu, pressure piece brass | 185Power | 1 | 254.30 |  |  | 12 | 45 | x |  | 4021267335281 | 100 | 189 | 670 | 118.0 | 574.0 | 2.586 | 0.000 | 5.245 |  |  | 85361090 | 004 Deutschland | Yes | 27142108 | 27142108 | EC001046 | EC001046 | EC001046 | EC001046 | EC001046 | https://pim.woehner.de/en/produkte/33528000A.html
33529000A | 33529 | in-line fuse switch-disconnector 160 A |  |  | 30, 40, 60, 80, 100, 120 x 10 |  | x | in-line fuse switch-disconnector 160 A, Size 00, 1-pole switchable, flat version with V-clamp 95 mm², terminal body Al, pressure piece brass | 185Power | 1 | 166.36 |  |  | 12 | 42 |  | x | 4021267335298 | 50 | 147 | 670 | 23.0 | 211.4 | 0.537 | 0.000 | 1.787 |  |  | 85361090 | 004 Deutschland | No | 27142108 | 27142108 | EC001046 | EC001046 | EC001046 | EC001046 | EC001046 | https://pim.woehner.de/en/produkte/33529000A.html
33530000A | 33530 | in-line fuse switch-disconnector 160 A |  |  | 30, 40, 60, 80, 100, 120 x 10 |  | x | in-line fuse switch-disconnector 160 A, Size 00, 3-pole switchable, high version with V-clamp 60-120 mm², terminal body alu, pressure piece steel | 185Power | 1 | 166.05 |  |  | 12 | 52 | x |  | 4021267335304 | 50 | 189 | 670 | 28.0 | 261.5 | 0.507 | 0.000 | 1.318 |  |  | 85361090 | 004 Deutschland | Yes | 27142108 | 27142108 | EC001046 | EC001046 | EC001046 | EC001046 | EC001046 | https://pim.woehner.de/en/produkte/33530000A.html
33531000A | 33531 | in-line fuse switch-disconnector 250 A |  |  | 30, 40, 60, 80, 100, 120 x 10 |  | x | in-line fuse switch-disconnector 250 A, size 1, 3-pole switchable, V-clamp 50-300 mm², terminal body alu, pressure piece brass | 185Power | 1 | 236.79 |  |  | 12 | 53 | x |  | 4021267335311 | 100 | 189 | 670 | 24.0 | 480.0 | 1.470 | 0.000 | 4.079 |  |  | 85361090 | 004 Deutschland | Yes | 27142108 | 27142108 | EC001046 | EC001046 | EC001046 | EC001046 | EC001046 | https://pim.woehner.de/en/produkte/33531000A.html
33532000A | 33532 | in-line fuse switch-disconnector 400 A |  |  | 30, 40, 60, 80, 100, 120 x 10 |  | x | in-line fuse switch-disconnector 400 A, size 2, 3-pole switchable, V-clamp 50-300 mm², terminal body alu, pressure piece brass | 185Power | 1 | 236.20 |  |  | 12 | 54 | x |  | 4021267335328 | 100 | 189 | 670 | 60.0 | 480.0 | 1.795 | 0.000 | 5.169 |  |  | 85361090 | 004 Deutschland | Yes | 27142108 | 27142108 | EC001046 | EC001046 | EC001046 | EC001046 | EC001046 | https://pim.woehner.de/en/produkte/33532000A.html
33533000A | 33533 | in-line fuse switch-disconnector 630 A |  |  | 30, 40, 60, 80, 100, 120 x 10 |  | x | in-line fuse switch-disconnector 630 A, size 3, 3-pole switchable, V-clamp 50-300 mm², terminal body alu, pressure piece brass | 185Power | 1 | 261.36 |  |  | 12 | 55 | x |  | 4021267335335 | 100 | 189 | 670 | 118.0 | 582.3 | 2.564 | 0.000 | 4.892 |  |  | 85361090 | 004 Deutschland | Yes | 27142108 | 27142108 | EC001046 | EC001046 | EC001046 | EC001046 | EC001046 | https://pim.woehner.de/en/produkte/33533000A.html
33534000A | 33534 | in-line fuse switch-disconnector 160 A |  |  | 30, 40, 60, 80, 100, 120 x 10 |  | x | in-line fuse switch-disconnector 160 A, Size 00, 3-pole switchable, flat version with V-clamp 60-120 mm², terminal body alu, pressure piece steel | 185Power | 1 | 148.51 |  |  | 12 | 52 | x |  | 4021267335342 | 50 | 147 | 670 | 23.0 | 218.2 | 0.537 | 0.000 | 1.787 |  |  | 85361090 | 004 Deutschland | No | 27142108 | 27142108 | EC001046 | EC001046 | EC001046 | EC001046 | EC001046 | https://pim.woehner.de/en/produkte/33534000A.html
33535000A | 33535 | in-line fuse switch-disconnector 160 A |  |  | 30, 40, 60, 80, 100, 120 x 10 |  | x | in-line fuse switch-disconnector 160 A, Size 00, 1-pole switchable, high version with V-clamp 60-120 mm², terminal body alu, pressure piece steel | 185Power | 1 | 145.10 |  |  | 12 | 42 | x |  | 4021267335359 | 50 | 189 | 670 | 28.0 | 255.5 | 0.610 | 0.000 | 2.069 |  |  | 85361090 | 004 Deutschland | Yes | 27142108 | 27142108 | EC001046 | EC001046 | EC001046 | EC001046 | EC001046 | https://pim.woehner.de/en/produkte/33535000A.html
33536000A | 33536 | in-line fuse switch-disconnector 250 A |  |  | 30, 40, 60, 80, 100, 120 x 10 |  | x | in-line fuse switch-disconnector 250 A, size 1, 1-pole switchable, V-clamp 50-300 mm², terminal body alu, pressure piece brass | 185Power | 1 | 234.98 |  |  | 12 | 43 | x |  | 4021267335366 | 100 | 189 | 670 | 24.0 | 495.0 | 1.795 | 0.000 | 5.169 |  |  | 85361090 | 004 Deutschland | Yes | 27142108 | 27142108 | EC001046 | EC001046 | EC001046 | EC001046 | EC001046 | https://pim.woehner.de/en/produkte/33536000A.html
33537000A | 33537 | in-line fuse switch-disconnector 400 A |  |  | 30, 40, 60, 80, 100, 120 x 10 |  | x | in-line fuse switch-disconnector 400 A, size 2, 1-pole switchable, V-clamp 50-300 mm², terminal body alu, pressure piece brass | 185Power | 1 | 234.39 |  |  | 12 | 44 | x |  | 4021267335373 | 100 | 189 | 670 | 60.0 | 502.0 | 1.795 | 0.000 | 5.169 |  |  | 85361090 | 004 Deutschland | Yes | 27142108 | 27142108 | EC001046 | EC001046 | EC001046 | EC001046 | EC001046 | https://pim.woehner.de/en/produkte/33537000A.html
33538000A | 33538 | in-line fuse switch-disconnector 630 A |  |  | 30, 40, 60, 80, 100, 120 x 10 |  | x | in-line fuse switch-disconnector 630 A, size 3, 1-pole switchable, V-clamp 50-300 mm², terminal body alu, pressure piece brass | 185Power | 1 | 254.30 |  |  | 12 | 45 | x |  | 4021267335380 | 100 | 189 | 670 | 118.0 | 574.0 | 2.586 | 0.000 | 5.245 |  |  | 85361090 | 004 Deutschland | Yes | 27142108 | 27142108 | EC001046 | EC001046 | EC001046 | EC001046 | EC001046 | https://pim.woehner.de/en/produkte/33538000A.html
33539000A | 33539 | in-line fuse switch-disconnector 160 A |  |  | 30, 40, 60, 80, 100, 120 x 10 |  | x | in-line fuse switch-disconnector 160 A, Size 00, 1-pole switchable, flat version with V-clamp 60-120 mm², terminal body alu, pressure piece steel | 185Power | 1 | 164.48 |  |  | 12 | 42 | x |  | 4021267335397 | 50 | 147 | 670 | 23.0 | 211.4 | 0.537 | 0.000 | 1.787 |  |  | 85361090 | 004 Deutschland | No | 27142108 | 27142108 | EC001046 | EC001046 | EC001046 | EC001046 | EC001046 | https://pim.woehner.de/en/produkte/33539000A.html
33540000 | 33540 | switch-disconnector 3-pole |  |  | 12, 15, 20, 25, 30 x 5, 10 and section busbars |  |  | switch-disconnector 3-pole, box terminal, connection bottom, 160 A, double-breaking, operator independent switching (snap-action mechanism) | 60Classic | 1 | 291.46 |  |  | 14 | 20 |  |  | 4021267335403 | 106 | 128 | 200 | 41.7 | 216.0 | 0.446 | 0.110 | 3.798 |  |  | 85365080 | 004 Deutschland | No | 27371403 | 27371403 | EC000216 | EC000216 | EC000216 | EC000216 | EC000216 | https://pim.woehner.de/en/produkte/33540000.html
33541000 | 33541 | switch-disconnector 3-pole |  |  | 12, 15, 20, 25, 30 x 5, 10 and section busbars |  |  | switch-disconnector 3-pole, box terminal, connection top, 160 A, double-breaking, operator independent switching (snap-action mechanism) | 60Classic | 1 | 291.46 |  |  | 14 | 20 |  |  | 4021267335410 | 106 | 128 | 200 | 41.5 | 216.0 | 0.477 | 0.110 | 5.028 |  |  | 85365080 | 004 Deutschland | No | 27371403 | 27371403 | EC000216 | EC000216 | EC000216 | EC000216 | EC000216 | https://pim.woehner.de/en/produkte/33541000.html
33542000 | 33542 | switch-disconnector 3-pole | [5 empty] | switch-disconnector 3-pole, box terminal, 160 A, operator independent switching (snap-action mechanism), for mounting plate | Panel | 1 | 264.68 |  |  | 14 | 02 |  |  | 4021267335427 | 106 | 128 | 233 | 36.0 | 203.0 | 0.395 | 0.110 | 5.064 |  |  | 85365080 | 004 Deutschland | Yes | 27371403 | 27371403 | EC000216 | EC000216 | EC000216 | EC000216 | EC000216 | https://pim.woehner.de/en/produkte/33542000.html
33543000 | 33543 | switch-disconnector 3-pole |  |  | 12, 15, 20, 25, 30 x 5, 10 and section busbars |  |  | switch-disconnector 3-pole, box terminal, connection bottom, for door coupling rotary handle, 160 A, double-breaking, operator independent switching (snap-action mechanism) | 60Classic | 1 | 224.20 |  |  | 14 | 20 |  |  | 4021267335434 | 106 | 155 | 200 |  | 208.0 | 0.446 | 0.123 | 3.798 |  |  | 85365080 | 004 Deutschland | No | 27371403 | 27371403 | EC000216 | EC000216 | EC000216 | EC000216 | EC000216 | https://pim.woehner.de/en/produkte/33543000.html
33544000 | 33544 | switch-disconnector 3-pole |  |  | 12, 15, 20, 25, 30 x 5, 10 and section busbars |  |  | switch-disconnector 3-pole, box terminal, connection top, for door coupling rotary handle, 160 A, double-breaking, operator independent switching (snap-action mechanism) | 60Classic | 1 | 224.20 |  |  | 14 | 20 |  |  | 4021267335441 | 106 | 155 | 200 |  | 208.0 | 0.477 | 0.123 | 5.028 |  |  | 85365080 | 004 Deutschland | No | 27371403 | 27371403 | EC000216 | EC000216 | EC000216 | EC000216 | EC000216 | https://pim.woehner.de/en/produkte/33544000.html
33550000 | 33550 | switch-disconnector 3-pole |  |  | 12, 15, 20, 25, 30 x 5, 10 and section busbars |  |  | switch-disconnector 3-pole, screw M10, connection bottom, 320 A, double-breaking, operator independent switching (snap-action mechanism) | 60Classic | 1 | 630.01 |  |  | 14 | 23 |  |  | 4021267335502 | 184 | 204 | 286 | 103.8 | 565.0 | 0.896 | 0.286 | 6.177 |  |  | 85365080 | 004 Deutschland | No | 27371403 | 27371403 | EC000216 | EC000216 | EC000216 | EC000216 | EC000216 | https://pim.woehner.de/en/produkte/33550000.html
33551000 | 33551 | switch-disconnector 3-pole |  |  | 12, 15, 20, 25, 30 x 5, 10 and section busbars |  |  | switch-disconnector 3-pole, screw M10, connection top, 320 A, double-breaking, operator independent switching (snap-action mechanism) | 60Classic | 1 | 819.01 |  |  | 14 | 23 |  |  | 4021267335519 | 184 | 204 | 314 | 110.9 | 587.0 | 1.041 | 0.286 | 7.641 |  |  | 85365080 | 004 Deutschland | No | 27371403 | 27371403 | EC000216 | EC000216 | EC000216 | EC000216 | EC000216 | https://pim.woehner.de/en/produkte/33551000.html
33552000 | 33552 | switch-disconnector 3-pole | [5 empty] | switch-disconnector 3-pole, screw M10, 320 A, for mounting plate | Panel | 1 | 558.92 |  |  | 14 | 06 |  |  | 4021267335526 | 184 | 203 | 314 | 86.5 | 539.0 | 0.837 | 0.286 | 8.100 |  |  | 85365080 | 004 Deutschland | Yes | 27371403 | 27371403 | EC000216 | EC000216 | EC000216 | EC000216 | EC000216 | https://pim.woehner.de/en/produkte/33552000.html
33553000 | 33553 | switch-disconnector 3-pole |  |  | 12, 15, 20, 25, 30 x 5, 10 and section busbars |  |  | switch-disconnector 3-pole, screw M10, connection bottom, for door coupling rotary handle, 320 A, double-breaking, operator independent switching (snap-action mechanism) | 60Classic | 1 | 630.01 |  |  | 14 | 23 |  |  | 4021267335533 | 184 | 192 | 286 |  | 543.0 | 0.896 | 0.334 | 6.177 |  |  | 85365080 | 004 Deutschland | No | 27371403 | 27371403 | EC000216 | EC000216 | EC000216 | EC000216 | EC000216 | https://pim.woehner.de/en/produkte/33553000.html
33554000 | 33554 | switch-disconnector 3-pole |  |  | 12, 15, 20, 25, 30 x 5, 10 and section busbars |  |  | switch-disconnector 3-pole, screw M10, connection top, for door coupling rotary handle, 320 A, double-breaking, operator independent switching (snap-action mechanism) | 60Classic | 1 | 819.01 |  |  | 14 | 23 |  |  | 4021267335540 | 184 | 192 | 314 |  | 565.0 | 1.042 | 0.334 | 9.081 |  |  | 85365080 | 004 Deutschland | No | 27371403 | 27371403 | EC000216 | EC000216 | EC000216 | EC000216 | EC000216 | https://pim.woehner.de/en/produkte/33554000.html
33557000A | 33557 | V-clamp |  |  |  |  | x | V-clamp, terminal body alu, pressure piece steel, size 00, for Cu / Al 16 - 120 mm² | 185Power | 1 | 11.54 |  |  | 12 | 70 | x |  | 4021267335571 |  |  |  | 0.0 | 4.0 | 0.000 | 0.000 | 0.000 |  |  | 85389099 | 061 Tschechien | Yes | 27142190 | 27142190 | EC002498 | EC002498 | EC002498 | EC002498 | EC002498 | https://pim.woehner.de/en/produkte/33557000A.html
33558000B | 33558 | V-clamp |  |  |  |  | x | V-clamp, with cover cap, terminal body alu, pressure piece brass, size 1-3, for Cu / Al 35 - 240 mm² | 185Power | 1 | 33.57 |  |  | 12 | 70 | x |  | 4021267335588 |  |  |  | 0.0 | 9.0 | 0.000 | 0.000 | 0.000 |  |  | 85389099 | 061 Tschechien | Yes | 27142190 | 27142190 | EC002498 | EC002498 | EC002498 | EC002498 | EC002498 | https://pim.woehner.de/en/produkte/33558000B.html
33559000B | 33559 | V-clamp |  |  |  |  | x | V-clamp, with cover cap, terminal body alu, pressure piece brass, size 1-3, for Cu / Al 50 - 300 mm² | 185Power | 1 | 32.52 |  |  | 12 | 70 | x |  | 4021267335595 |  |  |  | 0.0 | 9.6 | 0.000 | 0.000 | 0.000 |  |  | 85389099 | 060 Polen | Yes | 27142190 | 27142190 | EC002498 | EC002498 | EC002498 | EC002498 | EC002498 | https://pim.woehner.de/en/produkte/33559000B.html
33561000A | 33561 | V-clamp |  |  |  |  | x | V-clamp, terminal body steel, pressure piece steel, size 1-3, for Cu / Al 50 - 300 mm² | 185Power | 1 | 47.20 |  |  | 12 | 70 | x |  | 4021267335618 |  |  |  | 0.0 | 13.8 | 0.000 | 0.000 | 0.000 |  |  | 85389099 | 061 Tschechien | Yes | 27142190 | 27142190 | EC002498 | EC002498 | EC002498 | EC002498 | EC002498 | https://pim.woehner.de/en/produkte/33561000A.html
33563000B | 33563 | connection kit |  |  |  |  | x | connection kit, with 1 V-clamp, without cover, terminal body alu, pressure piece brass, for Cu / Al 16 - 120 mm², e.g. for drilled PE or N bars | 185Power | 1 | 11.11 |  |  | 12 | 70 | x |  | 4021267335632 | 22 | 44 | 33 | 0.0 | 14.5 | 0.030 | 0.000 | 0.000 |  |  | 85389099 | 060 Polen | Yes | 27142190 | 27142190 | EC002498 | EC002498 | EC002498 | EC002498 | EC002498 | https://pim.woehner.de/en/produkte/33563000B.html
33564000B | 33564 | connection kit |  |  |  |  | x | connection kit, with 1 V-clamp, without cover, terminal body alu, pressure piece brass, for Cu / Al 120 - 300 mm², e.g. for drilled PE or N bars | 185Power | 1 | 11.97 |  |  | 12 | 70 | x |  | 4021267335649 | 22 | 44 | 22 | 0.0 | 22.0 | 0.064 | 0.000 | 0.000 |  |  | 85389099 | 060 Polen | Yes | 27142190 | 27142190 | EC002498 | EC002498 | EC002498 | EC002498 | EC002498 | https://pim.woehner.de/en/produkte/33564000B.html
33565000A | 33565 | connection kit |  |  |  |  | x | connection kit, with 2 V-clamps, without cover, terminal body alu, pressure piece brass, for Cu / Al 16 - 120 mm², e.g. for drilled PE or N bars | 185Power | 1 | 22.22 |  |  | 12 | 70 | x |  | 4021267335656 | 22 | 44 | 33 | 0.0 | 25.0 | 0.071 | 0.000 | 0.000 |  |  | 85389099 | 060 Polen | Yes | 27142190 | 27142190 | EC002498 | EC002498 | EC002498 | EC002498 | EC002498 | https://pim.woehner.de/en/produkte/33565000A.html
33566000A | 33566 | connection kit |  |  |  |  | x | connection kit, with 2 V-clamps, with cover, terminal body alu, pressure piece brass, for Cu / Al 35 - 240 mm², e.g. for drilled PE or N bars | 185Power | 1 | 29.62 |  |  | 12 | 70 | x |  | 4021267335663 | 22 | 44 | 33 | 0.0 | 33.5 | 0.105 | 0.000 | 0.000 |  |  | 85389099 | 060 Polen | Yes | 27142190 | 27142190 | EC002498 | EC002498 | EC002498 | EC002498 | EC002498 | https://pim.woehner.de/en/produkte/33566000A.html
33567000A | 33567 | connection kit |  |  |  |  | x | connection kit, with 1 V-clamp, without cover, terminal body alu, pressure piece brass, for Cu / Al 70 - 300 mm², e.g. for drilled PE or N bars | 185Power | 1 | 11.11 |  |  | 12 | 70 | x |  | 4021267335670 | 22 | 44 | 33 | 0.0 | 20.0 | 0.064 | 0.000 | 0.000 |  |  | 85389099 | 060 Polen | Yes | 27142190 | 27142190 | EC002498 | EC002498 | EC002498 | EC002498 | EC002498 | https://pim.woehner.de/en/produkte/33567000A.html
33574000A | 33574 | in-line fuse switch-disconnector 250 A |  |  | 30, 40, 60, 80, 100, 120 x 10 |  | x | in-line fuse switch-disconnector 250 A, size 1, 3-pole switchable, V-clamp 50-300 mm², terminal body steel, pressure piece steel | 185Power | 1 | 258.61 |  |  | 12 | 53 | x |  | 4021267335748 | 100 | 189 | 670 | 24.0 | 480.0 | 1.470 | 0.000 | 4.079 |  |  | 85361090 | 004 Deutschland | Yes | 27142108 | 27142108 | EC001046 | EC001046 | EC001046 | EC001046 | EC001046 | https://pim.woehner.de/en/produkte/33574000A.html
33575000A | 33575 | in-line fuse switch-disconnector 400 A |  |  | 30, 40, 60, 80, 100, 120 x 10 |  | x | in-line fuse switch-disconnector 400 A, size 2, 3-pole switchable, V-clamp 50-300 mm², terminal body steel, pressure piece steel | 185Power | 1 | 258.02 |  |  | 12 | 54 | x |  | 4021267335755 | 100 | 189 | 670 | 60.0 | 480.0 | 1.795 | 0.000 | 5.169 |  |  | 85361090 | 004 Deutschland | Yes | 27142108 | 27142108 | EC001046 | EC001046 | EC001046 | EC001046 | EC001046 | https://pim.woehner.de/en/produkte/33575000A.html
33576000A | 33576 | in-line fuse switch-disconnector 630 A |  |  | 30, 40, 60, 80, 100, 120 x 10 |  | x | in-line fuse switch-disconnector 630 A, size 3, 3-pole switchable, V-clamp 50-300 mm², terminal body steel, pressure piece steel | 185Power | 1 | 283.18 |  |  | 12 | 55 | x |  | 4021267335762 | 100 | 189 | 670 | 118.0 | 582.3 | 2.564 | 0.000 | 4.892 |  |  | 85361090 | 004 Deutschland | Yes | 27142108 | 27142108 | EC001046 | EC001046 | EC001046 | EC001046 | EC001046 | https://pim.woehner.de/en/produkte/33576000A.html
33577000A | 33577 | in-line fuse switch-disconnector 250 A |  |  | 30, 40, 60, 80, 100, 120 x 10 |  | x | in-line fuse switch-disconnector 250 A, size 1, 1-pole switchable, V-clamp 50-300 mm², terminal body steel, pressure piece steel | 185Power | 1 | 256.81 |  |  | 12 | 43 | x |  | 4021267335779 | 100 | 189 | 670 | 24.0 | 495.0 | 1.795 | 0.000 | 5.169 |  |  | 85361090 | 004 Deutschland | Yes | 27142108 | 27142108 | EC001046 | EC001046 | EC001046 | EC001046 | EC001046 | https://pim.woehner.de/en/produkte/33577000A.html
33578000A | 33578 | in-line fuse switch-disconnector 400 A |  |  | 30, 40, 60, 80, 100, 120 x 10 |  | x | in-line fuse switch-disconnector 400 A, size 2, 1-pole switchable, V-clamp 50-300 mm², terminal body steel, pressure piece steel | 185Power | 1 | 256.21 |  |  | 12 | 44 | x |  | 4021267335786 | 100 | 189 | 670 | 60.0 | 502.0 | 1.795 | 0.000 | 5.169 |  |  | 85361090 | 004 Deutschland | Yes | 27142108 | 27142108 | EC001046 | EC001046 | EC001046 | EC001046 | EC001046 | https://pim.woehner.de/en/produkte/33578000A.html
33579000A | 33579 | in-line fuse switch-disconnector 630 A |  |  | 30, 40, 60, 80, 100, 120 x 10 |  | x | in-line fuse switch-disconnector 630 A, size 3, 1-pole switchable, V-clamp 50-300 mm², terminal body steel, pressure piece steel | 185Power | 1 | 276.13 |  |  | 12 | 45 | x |  | 4021267335793 | 100 | 189 | 670 | 118.0 | 574.0 | 2.586 | 0.000 | 5.245 |  |  | 85361090 | 004 Deutschland | Yes | 27142108 | 27142108 | EC001046 | EC001046 | EC001046 | EC001046 | EC001046 | https://pim.woehner.de/en/produkte/33579000A.html
33581000A | 33581 | connection kit |  |  |  |  | x | connection kit, with 1 V-clamp, with cover, terminal body alu, pressure piece brass, for Cu / Al 70 - 300 mm², e.g. for drilled PE or N bars | 185Power | 1 | 18.51 |  |  | 12 | 70 | x |  | 4021267335816 | 22 | 44 | 33 | 0.0 | 18.0 | 0.064 | 0.000 | 0.000 |  |  | 85389099 | 060 Polen | Yes | 27142190 | 27142190 | EC002498 | EC002498 | EC002498 | EC002498 | EC002498 | https://pim.woehner.de/en/produkte/33581000A.html
33589000A | 33589 | in-line fuse switch-disconnector 160 A |  |  | 30, 40, 60, 80, 100, 120 x 10 |  |  | in-line fuse switch-disconnector 160 A, with extended touch protection IP20 when open, Size 00, 3-pole switchable, high version with screw M8 | 185Power | 1 | 193.12 |  |  | 12 | 52 | x |  | 4021267335892 | 50 | 189 | 670 | 28.0 | 261.5 | 0.605 | 0.000 | 1.852 |  |  | 85361090 | 004 Deutschland |  | 27142108 | 27142108 | EC001046 | EC001046 | EC001046 | EC001046 | EC001046 | https://pim.woehner.de/en/produkte/33589000A.html
33600000 | 33600 | NH fuse switch-disconnector size 1, 250 A |  | connection top or bottom | 12, 15, 20, 25, 30 x 5, 10 and section busbars |  |  | NH fuse switch-disconnector size 1, 250 A, box terminal, connection top or bottom | 60Classic | 1 | 311.26 |  |  | 09 | 27 |  |  | 4021267336004 | 184 | 129 | 243 | 26.0 | 266.0 | 0.602 | 0.252 | 1.506 |  |  | 85361090 | 004 Deutschland | No | 27142108 | 27142108 | EC001040 | EC001040 | EC001040 | EC001040 | EC001040 | https://pim.woehner.de/en/produkte/33600000.html
33601000 | 33601 | NH fuse switch-disconnector size 1, 250 A |  | connection top or bottom | 12, 15, 20, 25, 30 x 5, 10 and section busbars |  |  | NH fuse switch-disconnector size 1, 250 A, screw M10, connection top or bottom | 60Classic | 1 | 269.49 |  |  | 09 | 27 |  |  | 4021267336011 | 184 | 157 | 243 | 26.0 | 266.0 | 0.565 | 0.000 | 1.284 |  |  | 85361090 | 004 Deutschland | No | 27142108 | 27142108 | EC001040 | EC001040 | EC001040 | EC001040 | EC001040 | https://pim.woehner.de/en/produkte/33601000.html
33602000 | 33602 | NH fuse switch-disconnector size 2, 400 A |  | connection top or bottom | 12, 20, 30 x 10 and section busbars |  |  | NH fuse switch-disconnector size 2, 400 A, screw M10, connection top or bottom | 60Classic | 1 | 350.38 |  |  | 09 | 30 |  |  | 4021267336028 | 210 | 145 | 288 | 45.0 | 522.0 | 1.604 | 0.000 | 5.248 |  |  | 85361090 | 004 Deutschland | Yes | 27142108 | 27142108 | EC001040 | EC001040 | EC001040 | EC001040 | EC001040 | https://pim.woehner.de/en/produkte/33602000.html
33603000 | 33603 | NH fuse switch-disconnector size 3, 630 A |  | connection top or bottom | 12, 20, 30 x 10 and section busbars |  |  | NH fuse switch-disconnector size 3, 630 A, screw M12, connection top or bottom | 60Classic | 1 | 520.45 |  |  | 09 | 33 |  |  | 4021267336035 | 256 | 160 | 300 | 60.0 | 756.0 | 2.745 | 0.000 | 8.868 |  |  | 85361090 | 004 Deutschland | Yes | 27142108 | 27142108 | EC001040 | EC001040 | EC001040 | EC001040 | EC001040 | https://pim.woehner.de/en/produkte/33603000.html
33610000A | 33610 | NH in-line switch-disconnector-fuse size 00 |  |  | 30, 40, 60, 80, 100, 120 x 10 |  |  | NH in-line switch-disconnector-fuse size 00, flat version, connection bottom M8, CrossLink connection, double-breaking, operator independent switching (snap-action mechanism), suitable for systems with CrossLink protection modules | 185Power | 1 | 395.19 |  |  | 18 | 52 |  |  | 4021267336103 | 50 | 222 | 706 | 55.0 | 455.3 | 1.009 | 0.000 | 4.780 |  |  | 85361090 | 004 Deutschland | Yes | 27142108 | 27142108 | EC001046 | EC001046 | EC001046 | EC001046 | EC001046 | https://pim.woehner.de/en/produkte/33610000A.html
33611000A | 33611 | NH in-line switch-disconnector-fuse size 00 |  |  | 30, 40, 60, 80, 100, 120 x 10 |  |  | NH in-line switch-disconnector-fuse size 00, flat version, connection bottom M8, screw connection, double-breaking, operator independent switching (snap-action mechanism), not suitable for systems with CrossLink protection modules | 185Power | 1 | 369.69 |  |  | 18 | 52 |  |  | 4021267336110 | 50 | 222 | 706 | 55.0 | 409.0 | 0.896 | 0.000 | 4.780 |  |  | 85361090 | 004 Deutschland | Yes | 27142108 | 27142108 | EC001046 | EC001046 | EC001046 | EC001046 | EC001046 | https://pim.woehner.de/en/produkte/33611000A.html
33612000A | 33612 | NH in-line switch-disconnector-fuse size 00 |  |  | 30, 40, 60, 80, 100, 120 x 10 |  |  | NH in-line switch-disconnector-fuse size 00, flat version, connection top M8, CrossLink connection, double-breaking, operator independent switching (snap-action mechanism), suitable for systems with CrossLink protection modules | 185Power | 1 | 395.19 |  |  | 18 | 52 |  |  | 4021267336127 | 50 | 222 | 724 | 55.0 | 467.0 | 1.009 | 0.000 | 4.780 |  |  | 85361090 | 004 Deutschland | Yes | 27142108 | 27142108 | EC001046 | EC001046 | EC001046 | EC001046 | EC001046 | https://pim.woehner.de/en/produkte/33612000A.html
33613000A | 33613 | NH in-line switch-disconnector-fuse size 00 |  |  | 30, 40, 60, 80, 100, 120 x 10 |  |  | NH in-line switch-disconnector-fuse size 00, flat version, connection top M8, screw connection, double-breaking, operator independent switching (snap-action mechanism), not suitable for systems with CrossLink protection modules | 185Power | 1 | 369.69 |  |  | 18 | 52 |  |  | 4021267336134 | 50 | 222 | 724 | 55.0 | 415.5 | 0.896 | 0.000 | 4.780 |  |  | 85361090 | 004 Deutschland | Yes | 27142108 | 27142108 | EC001046 | EC001046 | EC001046 | EC001046 | EC001046 | https://pim.woehner.de/en/produkte/33613000A.html
33614000A | 33614 | NH in-line switch-disconnector-fuse size 00 |  |  | 30, 40, 60, 80, 100, 120 x 10 |  |  | NH in-line switch-disconnector-fuse size 00, high version, connection bottom M8, CrossLink connection, double-breaking, operator independent switching (snap-action mechanism), suitable for systems with CrossLink protection modules | 185Power | 1 | 407.92 |  |  | 18 | 52 |  |  | 4021267336141 | 50 | 272 | 802 | 55.0 | 504.0 | 1.085 | 0.000 | 4.780 |  |  | 85361090 | 004 Deutschland | Yes | 27142108 | 27142108 | EC001046 | EC001046 | EC001046 | EC001046 | EC001046 | https://pim.woehner.de/en/produkte/33614000A.html
33615000A | 33615 | NH in-line switch-disconnector-fuse size 00 |  |  | 30, 40, 60, 80, 100, 120 x 10 |  |  | NH in-line switch-disconnector-fuse size 00, high version, connection bottom M8, screw connection, operator independent switching (snap-action mechanism), not suitable for systems with CrossLink protection modules | 185Power | 1 | 382.43 |  |  | 18 | 52 |  |  | 4021267336158 | 50 | 272 | 802 | 55.0 | 462.5 | 0.971 | 0.000 | 4.780 |  |  | 85361090 | 004 Deutschland | Yes | 27142108 | 27142108 | EC001046 | EC001046 | EC001046 | EC001046 | EC001046 | https://pim.woehner.de/en/produkte/33615000A.html
33616000A | 33616 | NH in-line switch-disconnector-fuse size 00 |  |  | 30, 40, 60, 80, 100, 120 x 10 |  |  | NH in-line switch-disconnector-fuse size 00, high version, connection top M8, CrossLink connection, operator independent switching (snap-action mechanism), suitable for systems with CrossLink protection modules | 185Power | 1 | 407.92 |  |  | 18 | 52 |  |  | 4021267336165 | 50 | 272 | 773 | 55.0 | 459.0 | 1.085 | 0.000 | 4.780 |  |  | 85361090 | 004 Deutschland | Yes | 27142108 | 27142108 | EC001046 | EC001046 | EC001046 | EC001046 | EC001046 | https://pim.woehner.de/en/produkte/33616000A.html
33617000A | 33617 | NH in-line switch-disconnector-fuse size 00 |  |  | 30, 40, 60, 80, 100, 120 x 10 |  |  | NH in-line switch-disconnector-fuse size 00, high version, connection top M8, screw connection, operator independent switching (snap-action mechanism), not suitable for systems with CrossLink protection modules | 185Power | 1 | 382.43 |  |  | 18 | 52 |  |  | 4021267336172 | 50 | 272 | 773 | 55.0 | 450.0 | 0.971 | 0.000 | 4.780 |  |  | 85361090 | 004 Deutschland | Yes | 27142108 | 27142108 | EC001046 | EC001046 | EC001046 | EC001046 | EC001046 | https://pim.woehner.de/en/produkte/33617000A.html
33620000A | 33620 | NH in-line switch-disconnector-fuse size 00 |  |  | 30, 40, 60, 80, 100, 120 x 10 |  |  | NH in-line switch-disconnector-fuse size 00, flat version, connection bottom M8, CrossLink connection, with fuse monitoring, operator independent switching (snap-action mechanism), suitable for systems with CrossLink protection modules | 185Power | 1 | 675.65 |  |  | 18 | 52 |  |  | 4021267336202 | 50 | 222 | 859 | 55.0 | 449.0 | 1.093 | 0.000 | 5.779 |  |  | 85361090 | 004 Deutschland | Yes | 27142108 | 27142108 | EC001046 | EC001046 | EC001046 | EC001046 | EC001046 | https://pim.woehner.de/en/produkte/33620000A.html
33621000A | 33621 | NH in-line switch-disconnector-fuse size 00 |  |  | 30, 40, 60, 80, 100, 120 x 10 |  |  | NH in-line switch-disconnector-fuse size 00, flat version, connection bottom M8, screw connection, with fuse monitoring, operator independent switching (snap-action mechanism), not suitable for systems with CrossLink protection modules | 185Power | 1 | 614.45 |  |  | 18 | 52 |  |  | 4021267336219 | 50 | 222 | 859 | 55.0 | 443.0 | 0.979 | 0.000 | 5.779 |  |  | 85361090 | 004 Deutschland | Yes | 27142108 | 27142108 | EC001046 | EC001046 | EC001046 | EC001046 | EC001046 | https://pim.woehner.de/en/produkte/33621000A.html
33622000A | 33622 | NH in-line switch-disconnector-fuse size 00 |  |  | 30, 40, 60, 80, 100, 120 x 10 |  |  | NH in-line switch-disconnector-fuse size 00, flat version, connection top M8, CrossLink connection, with fuse monitoring, operator independent switching (snap-action mechanism), suitable for systems with CrossLink protection modules | 185Power | 1 | 675.65 |  |  | 18 | 52 |  |  | 4021267336226 | 50 | 222 | 883 | 55.0 | 454.0 | 1.074 | 0.000 | 5.779 |  |  | 85361090 | 004 Deutschland | Yes | 27142108 | 27142108 | EC001046 | EC001046 | EC001046 | EC001046 | EC001046 | https://pim.woehner.de/en/produkte/33622000A.html
33624000A | 33624 | NH in-line switch-disconnector-fuse size 00 |  |  | 30, 40, 60, 80, 100, 120 x 10 |  |  | NH in-line switch-disconnector-fuse size 00, high version, connection bottom M8, CrossLink connection, with fuse monitoring, operator independent switching (snap-action mechanism), suitable for systems with CrossLink protection modules | 185Power | 1 | 688.39 |  |  | 18 | 52 |  |  | 4021267336240 | 50 | 272 | 859 | 55.0 | 481.5 | 1.168 | 0.000 | 5.779 |  |  | 85361090 | 004 Deutschland | Yes | 27142108 | 27142108 | EC001046 | EC001046 | EC001046 | EC001046 | EC001046 | https://pim.woehner.de/en/produkte/33624000A.html
33625000A | 33625 | NH in-line switch-disconnector-fuse size 00 |  |  | 30, 40, 60, 80, 100, 120 x 10 |  |  | NH in-line switch-disconnector-fuse size 00, high version, connection bottom M8, screw connection, with fuse monitoring, operator independent switching (snap-action mechanism), not suitable for systems with CrossLink protection modules | 185Power | 1 | 627.20 |  |  | 18 | 52 |  |  | 4021267336257 | 50 | 272 | 859 | 55.0 | 485.0 | 1.054 | 0.000 | 5.779 |  |  | 85361090 | 004 Deutschland | Yes | 27142108 | 27142108 | EC001046 | EC001046 | EC001046 | EC001046 | EC001046 | https://pim.woehner.de/en/produkte/33625000A.html
33626000A | 33626 | NH in-line switch-disconnector-fuse size 00 |  |  | 30, 40, 60, 80, 100, 120 x 10 |  |  | NH in-line switch-disconnector-fuse size 00, high version, connection top M8, CrossLink connection, with fuse monitoring, operator independent switching (snap-action mechanism), suitable for systems with CrossLink protection modules | 185Power | 1 | 688.39 |  |  | 18 | 52 |  |  | 4021267336264 | 50 | 272 | 933 | 55.0 | 480.0 | 1.150 | 0.000 | 5.779 |  |  | 85361090 | 004 Deutschland | Yes | 27142108 | 27142108 | EC001046 | EC001046 | EC001046 | EC001046 | EC001046 | https://pim.woehner.de/en/produkte/33626000A.html
33627000A | 33627 | NH in-line switch-disconnector-fuse size 00 |  |  | 30, 40, 60, 80, 100, 120 x 10 |  |  | NH in-line switch-disconnector-fuse size 00, high version, connection top M8, tall version, outgoing terminals at the top, screw connection, operator independent switching (snap-action mechanism), not suitable for systems with CrossLink protection modules | 185Power | 1 | 627.20 |  |  | 18 | 52 |  |  | 4021267336271 | 50 | 272 | 933 | 55.0 | 483.5 | 1.036 | 0.000 | 5.779 |  |  | 85361090 | 004 Deutschland | Yes | 27142108 | 27142108 | EC001046 | EC001046 | EC001046 | EC001046 | EC001046 | https://pim.woehner.de/en/produkte/33627000A.html
33630000A | 33630 | NH in-line switch-disconnector fuse size 1 |  |  | 30, 40, 60, 80, 100, 120 x 10 |  |  | NH in-line switch-disconnector fuse size 1, connection bottom M12, double-breaking, operator independent switching (snap-action mechanism), accessory required for busbar mounting | 185Power | 1 | 597.13 |  |  | 18 | 53 |  |  | 4021267336301 | 100 | 274 | 781 | 80.0 | 1176.0 | 2.707 | 0.000 | 15.180 |  |  | 85361090 | 004 Deutschland | Yes | 27142108 | 27142108 | EC001046 | EC001046 | EC001046 | EC001046 | EC001046 | https://pim.woehner.de/en/produkte/33630000A.html
33631000A | 33631 | NH in-line switch-disconnector-fuse size 1 |  |  | 30, 40, 60, 80, 100, 120 x 10 |  |  | NH in-line switch-disconnector-fuse size 1, connection top M12, double-breaking, operator independent switching (snap-action mechanism), accessory required for busbar mounting | 185Power | 1 | 597.13 |  |  | 18 | 53 |  | x | 4021267336318 | 100 | 274 | 781 | 80.0 | 1194.0 | 2.879 | 0.000 | 15.710 |  |  | 85361090 | 004 Deutschland | Yes | 27142108 | 27142108 | EC001046 | EC001046 | EC001046 | EC001046 | EC001046 | https://pim.woehner.de/en/produkte/33631000A.html
33632000A | 33632 | NH in-line switch-disconnector-fuse size 2 |  |  | 30, 40, 60, 80, 100, 120 x 10 |  |  | NH in-line switch-disconnector-fuse size 2, connection bottom M12, double-breaking, operator independent switching (snap-action mechanism), accessory required for busbar mounting | 185Power | 1 | 878.94 |  |  | 18 | 54 |  |  | 4021267336325 | 100 | 274 | 781 | 120.0 | 1250.0 | 3.697 | 0.000 | 18.290 |  |  | 85361090 | 004 Deutschland | Yes | 27142108 | 27142108 | EC001046 | EC001046 | EC001046 | EC001046 | EC001046 | https://pim.woehner.de/en/produkte/33632000A.html
33633000A | 33633 | NH in-line switch-disconnector-fuse size 2 |  |  | 30, 40, 60, 80, 100, 120 x 10 |  |  | NH in-line switch-disconnector-fuse size 2, connection top M12, double-breaking, operator independent switching (snap-action mechanism), accessory required for busbar mounting | 185Power | 1 | 878.94 |  |  | 18 | 54 |  |  | 4021267336332 | 100 | 274 | 781 | 140.0 | 1361.0 | 4.014 | 0.000 | 18.920 |  |  | 85361090 | 004 Deutschland | Yes | 27142108 | 27142108 | EC001046 | EC001046 | EC001046 | EC001046 | EC001046 | https://pim.woehner.de/en/produkte/33633000A.html
33634000A | 33634 | NH in-line switch-disconnector-fuse size 3 |  |  | 30, 40, 60, 80, 100, 120 x 10 |  |  | NH in-line switch-disconnector-fuse size 3, connection bottom M12, double-breaking, operator independent switching (snap-action mechanism), accessory required for busbar mounting | 185Power | 1 | 966.16 |  |  | 18 | 55 |  |  | 4021267336349 | 100 | 274 | 781 | 250.0 | 1421.0 | 4.733 | 0.000 | 19.920 |  |  | 85361090 | 004 Deutschland | Yes | 27142108 | 27142108 | EC001046 | EC001046 | EC001046 | EC001046 | EC001046 | https://pim.woehner.de/en/produkte/33634000A.html
33635000A | 33635 | NH in-line switch-disconnector-fuse size 3 |  |  | 30, 40, 60, 80, 100, 120 x 10 |  |  | NH in-line switch-disconnector-fuse size 3, connection top M12, double-breaking, operator independent switching (snap-action mechanism), accessory required for busbar mounting | 185Power | 1 | 966.16 |  |  | 18 | 55 |  |  | 4021267336356 | 100 | 274 | 781 | 170.0 | 1481.0 | 5.301 | 0.000 | 20.950 |  |  | 85361090 | 004 Deutschland | Yes | 27142108 | 27142108 | EC001046 | EC001046 | EC001046 | EC001046 | EC001046 | https://pim.woehner.de/en/produkte/33635000A.html
33636000A | 33636 | NH in-line switch-disconnector-fuse size 1 |  |  | 30, 40, 60, 80, 100, 120 x 10 |  |  | NH in-line switch-disconnector-fuse size 1, with fuse monitoring, connection bottom M12, double-breaking, operator independent switching (snap-action mechanism), accessory required for busbar mounting | 185Power | 1 | 854.78 |  |  | 18 | 53 |  |  | 4021267336363 | 100 | 274 | 941 | 80.0 | 1267.0 | 2.787 | 0.000 | 16.179 |  |  | 85361090 | 004 Deutschland | Yes | 27142108 | 27142108 | EC001046 | EC001046 | EC001046 | EC001046 | EC001046 | https://pim.woehner.de/en/produkte/33636000A.html
33638000A | 33638 | NH in-line switch-disconnector-fuse size 2 |  |  | 30, 40, 60, 80, 100, 120 x 10 |  |  | NH in-line switch-disconnector-fuse size 2, with fuse monitoring, connection bottom M12, double-breaking, operator independent switching (snap-action mechanism), accessory required for busbar mounting | 185Power | 1 | 1136.57 |  |  | 18 | 54 |  |  | 4021267336387 | 100 | 274 | 941 | 120.0 | 1420.0 | 3.777 | 0.000 | 19.289 |  |  | 85361090 | 004 Deutschland | Yes | 27142108 | 27142108 | EC001046 | EC001046 | EC001046 | EC001046 | EC001046 | https://pim.woehner.de/en/produkte/33638000A.html
33640000A | 33640 | NH in-line switch-disconnector-fuse size 3 |  |  | 30, 40, 60, 80, 100, 120 x 10 |  |  | NH in-line switch-disconnector-fuse size 3, with fuse monitoring, connection bottom M12, double-breaking, operator independent switching (snap-action mechanism), accessory required for busbar mounting | 185Power | 1 | 1223.79 |  |  | 18 | 55 |  |  | 4021267336400 | 100 | 274 | 941 | 250.0 | 1512.0 | 4.814 | 0.000 | 20.919 |  |  | 85361090 | 004 Deutschland | Yes | 27142108 | 27142108 | EC001046 | EC001046 | EC001046 | EC001046 | EC001046 | https://pim.woehner.de/en/produkte/33640000A.html
33642000A | 33642 | pilot switch | [5 empty] | pilot switch, changeover 250 V AC / 5 A, 30 V DC / 4 A, QUADRON®185Power Speed size 00, 1, 2, 3 | 185Power | 1 | 9.52 |  |  | 18 | 70 |  |  | 4021267336424 |  |  |  | 0.0 | 2.9 | 0.000 | 0.000 | 0.056 |  |  | 85389099 | 004 Deutschland | Yes | 27142190 | 27142190 | EC002936 | EC002936 | EC002936 | EC002936 | EC002936 | https://pim.woehner.de/en/produkte/33642000A.html
33644000A | 33644 | height compensation size 00 | [5 empty] | height compensation size 00, for alignment to the height of the in-line disconnector size 00, Ersatzteil | 185Power | 1 | 12.27 |  |  | 18 | 70 |  |  | 4021267336448 |  |  |  | 0.0 | 16.0 | 0.000 | 0.000 | 0.000 | 0.000 | 0.000 | 85389099 | 004 Deutschland | Yes | 27142190 | 27142190 | EC002498 | EC002498 | EC002498 | EC002498 | EC002498 | https://pim.woehner.de/en/produkte/33644000A.html
33645000A | 33645 | bearing area extension, top | [5 empty] | bearing area extension, top, for front covers, size 00 | 185Power | 1 | 3.87 |  |  | 18 | 70 |  |  | 4021267336455 | 50 | 23 | 45 | 0.0 | 0.9 | 0.000 | 0.000 | 0.000 | 0.000 | 0.000 | 85389099 | 004 Deutschland | Yes | 27142190 | 27142190 | EC002498 | EC002498 | EC002498 | EC002498 | EC002498 | https://pim.woehner.de/en/produkte/33645000A.html
33647000A | 33647 | rear cover for terminal compartment cover | [5 empty] | rear cover for terminal compartment cover, size 1 - 3 | 185Power | 1 | 10.50 |  |  | 18 | 70 |  |  | 4021267336479 |  |  |  | 0.0 | 16.0 | 0.000 | 0.000 | 0.000 | 0.000 | 0.000 | 85389099 | 004 Deutschland | Yes | 27142190 | 27142190 | EC002498 | EC002498 | EC002498 | EC002498 | EC002498 | https://pim.woehner.de/en/produkte/33647000A.html
33648000A | 33648 | connection set box terminal 70 mm² - 240 mm² |  |  |  |  | x | connection set box terminal 70 mm² - 240 mm², including rear cover, size 1 - 3 | 185Power | 1 | 96.78 |  |  | 18 | 70 |  |  | 4021267336486 |  |  |  | 0.0 | 86.8 | 0.381 | 0.205 | 0.810 |  |  | 85389099 | 004 Deutschland | Yes | 27142190 | 27142190 | EC002498 | EC002498 | EC002498 | EC002498 | EC002498 | https://pim.woehner.de/en/produkte/33648000A.html
33649000A | 33649 | connection set box terminal 120 mm² - 300 mm² |  |  |  |  | x | connection set box terminal 120 mm² - 300 mm², including rear cover, size 1 - 3 | 185Power | 1 | 103.11 |  |  | 18 | 70 |  |  | 4021267336493 |  |  |  | 0.0 | 88.2 | 0.381 | 0.205 | 0.810 |  |  | 85389099 | 004 Deutschland | Yes | 27142190 | 27142190 | EC002498 | EC002498 | EC002498 | EC002498 | EC002498 | https://pim.woehner.de/en/produkte/33649000A.html
33650000A | 33650 | mounting set with 3 bolts | [5 empty] | mounting set with 3 bolts, for busbar connection on drilled busbars, including positioner, size 1 - 3 |  | 1 | 36.40 |  |  | 18 | 70 |  |  | 4021267336509 |  |  |  | 0.0 | 31.4 | 0.000 | 0.000 | 0.000 |  |  | 85389099 | 004 Deutschland | Yes | 27371392 | 27371392 | EC002498 | EC002498 | EC002498 | EC002498 | EC002498 | https://pim.woehner.de/en/produkte/33650000A.html
33651000A | 33651 | mounting set with 3 terminal clamps | [5 empty] | mounting set with 3 terminal clamps, for drill-less mounting on the busbar system, with and without CrossLink® touch-safe protection covers, size 1 - 3 | 185Power | 1 | 72.99 |  |  | 18 | 70 |  |  | 4021267336516 |  |  |  | 0.0 | 51.0 | 0.151 | 0.000 | 0.000 |  |  | 85389099 | 004 Deutschland | Yes | 27142190 | 27142190 | EC002498 | EC002498 | EC002498 | EC002498 | EC002498 | https://pim.woehner.de/en/produkte/33651000A.html
33652000A | 33652 | insulated screw extension for terminal clamp | [5 empty] | insulated screw extension for terminal clamp, for safe live working with standard tools, size 1 - 3 |  | 3 | 6.46 |  |  | 18 | 70 |  |  | 4021267336523 |  |  |  | 0.0 | 5.8 | 0.000 | 0.000 | 0.000 |  |  | 85389099 | 004 Deutschland | Yes | 27371392 | 27371392 | EC002498 | EC002498 | EC002498 | EC002498 | EC002498 | https://pim.woehner.de/en/produkte/33652000A.html
33653000A | 33653 | rear touch-safe protection | [5 empty] | rear touch-safe protection, for terminal compartment, size 00 | 185Power | 1 | 6.49 |  |  | 18 | 70 |  |  | 4021267336530 | 45 | 61 | 133 | 0.0 | 7.0 | 0.000 | 0.000 | 0.000 | 0.000 | 0.000 | 85472000 | 004 Deutschland | Yes | 27142190 | 27142190 | EC002498 | EC002498 | EC002498 | EC002498 | EC002498 | https://pim.woehner.de/en/produkte/33653000A.html
33665000A | 33665 | door coupling rotary drive |  |  |  | SD1, SD2, SD3 |  | door coupling rotary drive, graphite grey, with handle, with door interlock, for SD1, SD2, SD3 |  | 1 | 10.49 |  |  | 14 | 51 |  |  | 4021267336653 |  |  |  | 0.0 | 5.5 | 0.000 | 0.000 | 0.000 |  |  | 85389099 | 005 Italien | Yes | 27370415 | 27370415 | EC000230 | EC000230 | EC000230 | EC000230 | EC000230 | https://pim.woehner.de/en/produkte/33665000A.html
33666000A | 33666 | door coupling rotary drive |  |  |  | SD1, SD2, SD3 |  | door coupling rotary drive, yellow-red, with handle, with door interlock, for SD1, SD2, SD3 |  | 1 | 10.49 |  |  | 14 | 51 |  |  | 4021267336660 |  |  |  | 0.0 | 5.5 | 0.000 | 0.000 | 0.000 |  |  | 85389099 | 005 Italien | Yes | 27370415 | 27370415 | EC000230 | EC000230 | EC000230 | EC000230 | EC000230 | https://pim.woehner.de/en/produkte/33666000A.html
33669000A | 33669 | door coupling rotary drive |  |  |  | SD1, SD2, SD3 |  | door coupling rotary drive, graphite grey, with handle, with door interlock, for SD1, SD2, SD3 |  | 1 | 14.97 |  |  | 14 | 51 |  |  | 4021267336691 |  |  |  | 0.0 | 10.5 | 0.000 | 0.000 | 0.000 |  |  | 85389099 | 005 Italien | Yes | 27370415 | 27370415 | EC000230 | EC000230 | EC000230 | EC000230 | EC000230 | https://pim.woehner.de/en/produkte/33669000A.html
33670000A | 33670 | door coupling rotary drive |  |  |  | SD1, SD2, SD3 |  | door coupling rotary drive, yellow-red, with handle, with door interlock, for SD1, SD2, SD3 |  | 1 | 14.97 |  |  | 14 | 51 |  |  | 4021267336707 |  |  |  | 0.0 | 10.5 | 0.000 | 0.000 | 0.000 |  |  | 85389099 | 005 Italien | Yes | 27370415 | 27370415 | EC000230 | EC000230 | EC000230 | EC000230 | EC000230 | https://pim.woehner.de/en/produkte/33670000A.html
33680000A | 33680 | extension shaft, length 100 mm |  |  |  | SD1, SD2, SD3 |  | extension shaft, length 100 mm, for SD1, SD2, SD3 |  | 1 | 6.28 |  |  | 14 | 51 |  |  | 4021267336806 |  |  |  | 0.0 | 2.0 | 0.000 | 0.000 | 0.000 |  | 0.000 | 85389099 | 005 Italien | Yes | 27371492 | 27371492 | EC000916 | EC000916 | EC000916 | EC000916 | EC000916 | https://pim.woehner.de/en/produkte/33680000A.html
33681000A | 33681 | extension shaft, length 200 mm |  |  |  | SD1, SD2, SD3 |  | extension shaft, length 200 mm, for SD1, SD2, SD3 |  | 1 | 7.19 |  |  | 14 | 51 |  |  | 4021267336813 |  |  |  | 0.0 | 3.6 | 0.000 | 0.000 | 0.000 |  | 0.000 | 85389099 | 005 Italien | Yes | 27371492 | 27371492 | EC000916 | EC000916 | EC000916 | EC000916 | EC000916 | https://pim.woehner.de/en/produkte/33681000A.html
33682000A | 33682 | extension shaft, length 300 mm |  |  |  | SD1, SD2, SD3 |  | extension shaft, length 300 mm, for SD1, SD2, SD3 |  | 1 | 8.08 |  |  | 14 | 51 |  |  | 4021267336820 |  |  |  | 0.0 | 5.4 | 0.000 | 0.000 | 0.000 |  | 0.000 | 85389099 | 005 Italien | Yes | 27371492 | 27371492 | EC000916 | EC000916 | EC000916 | EC000916 | EC000916 | https://pim.woehner.de/en/produkte/33682000A.html
33683000A | 33683 | Neutral Pole for SD1-3P switch-disconnector | [5 empty] | Neutral Pole for SD1-3P switch-disconnector, box terminal 2.5 - 16 mm² / AWG 16 - 6, for mounting plate or mounting rail | Panel | 1 | 11.73 |  |  | 14 | 51 | x |  | 4021267336837 | 15 | 79 | 81 |  | 5.0 | 0.000 | 0.000 | 0.000 |  |  | 85365080 | 005 Italien | Yes | 27371403 | 27371403 | EC000216 | EC000216 | EC000216 | EC000216 | EC000216 | https://pim.woehner.de/en/produkte/33683000A.html
33684000A | 33684 | Neutral Pole for SD2-3P switch-disconnector | [5 empty] | Neutral Pole for SD2-3P switch-disconnector, box terminal 16 - 50 mm² / AWG 6 - 1, for mounting plate or mounting rail | Panel | 1 | 18.47 |  |  | 14 | 51 | x |  | 4021267336844 | 17 | 80 | 100 |  | 10.0 | 0.000 | 0.000 | 0.000 |  |  | 85365080 | 005 Italien | Yes | 27371403 | 27371403 | EC000216 | EC000216 | EC000216 | EC000216 | EC000216 | https://pim.woehner.de/en/produkte/33684000A.html
33685000A | 33685 | Neutral Pole for SD3-3P switch-disconnector | [5 empty] | Neutral Pole for SD3-3P switch-disconnector, box terminal 50 - 70 mm² / AWG 1 - 3/0, for mounting plate or mounting rail | Panel | 1 | 27.34 |  |  | 14 | 51 | x |  | 4021267336851 | 22 | 81 | 113 |  | 13.3 | 0.000 | 0.000 | 0.000 |  |  | 85365080 | 005 Italien | Yes | 27371403 | 27371403 | EC000216 | EC000216 | EC000216 | EC000216 | EC000216 | https://pim.woehner.de/en/produkte/33685000A.html
33689000A | 33689 | PE terminal for SD1-3P switch-disconnector | [5 empty] | PE terminal for SD1-3P switch-disconnector, box terminal 2,5 - 16 mm² / AWG 16 - 6, for mounting plate or mounting rail | Panel | 1 | 9.37 |  |  | 14 | 51 | x |  | 4021267336899 | 15 | 79 | 81 |  | 5.0 | 0.000 | 0.000 | 0.000 |  |  | 85365080 | 005 Italien | Yes | 27371403 | 27371403 | EC000216 | EC000216 | EC000216 | EC000216 | EC000216 | https://pim.woehner.de/en/produkte/33689000A.html
33692000A | 33692 | pilot switch |  |  |  | SD1, SD2, SD3 |  | pilot switch, 1 n/c + 1 n/o, screw terminal, for SD1, SD2, SD3 |  | 1 | 14.97 |  |  | 14 | 51 |  |  | 4021267336929 |  |  |  | 0.0 | 4.3 | 0.000 | 0.000 | 0.000 |  |  | 85389099 | 005 Italien | Yes | 27371492 | 27371492 | EC002498 | EC002498 | EC002498 | EC002498 | EC002498 | https://pim.woehner.de/en/produkte/33692000A.html
33694000A | 33694 | set connection space cover 3-pole |  |  |  | SD1-3, SD1-4 |  | set connection space cover 3-pole, for SD1-3, SD1-4 |  | 1 | 3.43 |  |  | 14 | 51 |  |  | 4021267336943 |  |  |  | 0.0 | 1.8 | 0.000 | 0.000 | 0.000 | 0.000 | 0.000 | 85389099 | 005 Italien | Yes | 27371492 | 27371492 | EC002498 | EC002498 | EC002498 | EC002498 | EC002498 | https://pim.woehner.de/en/produkte/33694000A.html
33695000A | 33695 | set connection space cover 3-pole |  |  |  | SD2-3, SD2-4 |  | set connection space cover 3-pole, for SD2-3, SD2-4 |  | 1 | 4.32 |  |  | 14 | 51 |  |  | 4021267336950 |  |  |  | 0.0 | 2.2 | 0.000 | 0.000 | 0.000 | 0.000 | 0.000 | 85389099 | 005 Italien | Yes | 27371492 | 27371492 | EC002498 | EC002498 | EC002498 | EC002498 | EC002498 | https://pim.woehner.de/en/produkte/33695000A.html
33696000A | 33696 | set connection space cover 3-pole |  |  |  | SD3-3, SD3-4 |  | set connection space cover 3-pole, for SD3-3, SD3-4 |  | 1 | 6.88 |  |  | 14 | 51 |  |  | 4021267336967 |  |  |  | 0.0 | 3.4 | 0.000 | 0.000 | 0.000 | 0.000 | 0.000 | 85389099 | 005 Italien | Yes | 27371492 | 27371492 | EC002498 | EC002498 | EC002498 | EC002498 | EC002498 | https://pim.woehner.de/en/produkte/33696000A.html
33697000A | 33697 | set connection space cover for 4th pole |  |  |  | SD1-4 |  | set connection space cover for 4th pole, for SD1-4 |  | 1 | 2.54 |  |  | 14 | 51 |  |  | 4021267336974 |  |  |  | 0.0 | 1.2 | 0.000 | 0.000 | 0.000 | 0.000 | 0.000 | 85389099 | 005 Italien | Yes | 27371492 | 27371492 | EC002498 | EC002498 | EC002498 | EC002498 | EC002498 | https://pim.woehner.de/en/produkte/33697000A.html
33698000A | 33698 | set connection space cover for 4th pole |  |  |  | SD2-4 |  | set connection space cover for 4th pole, for SD2-4 |  | 1 | 3.57 |  |  | 14 | 51 |  |  | 4021267336981 |  |  |  | 0.0 | 1.4 | 0.000 | 0.000 | 0.000 | 0.000 | 0.000 | 85389099 | 005 Italien | Yes | 27371492 | 27371492 | EC002498 | EC002498 | EC002498 | EC002498 | EC002498 | https://pim.woehner.de/en/produkte/33698000A.html
33699000A | 33699 | set connection space cover for 4th pole |  |  |  | SD3-4 |  | set connection space cover for 4th pole, for SD3-4 |  | 1 | 5.72 |  |  | 14 | 51 |  |  | 4021267336998 |  |  |  | 0.0 | 1.6 | 0.000 | 0.000 | 0.000 | 0.000 | 0.000 | 85389099 | 005 Italien | Yes | 27371492 | 27371492 | EC002498 | EC002498 | EC002498 | EC002498 | EC002498 | https://pim.woehner.de/en/produkte/33699000A.html
33700000A | 33700 | in-line fuse switch-disconnector 160 A |  |  | 30, 40, 60, 80, 100, 120 x 10 |  |  | in-line fuse switch-disconnector 160 A, Size 00, 3-pole switchable, high version with screw M8 | 185Power | 1 | 175.12 |  |  | 12 | 52 |  |  | 4021267337001 | 50 | 189 | 670 | 28.0 | 261.5 | 0.605 | 0.000 | 1.852 |  |  | 85361090 | 061 Tschechien | Yes | 27142108 | 27142108 | EC001046 | EC001046 | EC001046 | EC001046 | EC001046 | https://pim.woehner.de/en/produkte/33700000A.html
33701000A | 33701 | in-line fuse switch-disconnector 250 A |  |  | 30, 40, 60, 80, 100, 120 x 10 |  |  | in-line fuse switch-disconnector 250 A, size 1, 3-pole switchable, screw M12 | 185Power | 1 | 224.15 |  |  | 12 | 53 |  |  | 4021267337018 | 100 | 189 | 670 | 24.0 | 480.0 | 1.742 | 0.000 | 4.785 |  |  | 85361090 | 061 Tschechien | Yes | 27142108 | 27142108 | EC001046 | EC001046 | EC001046 | EC001046 | EC001046 | https://pim.woehner.de/en/produkte/33701000A.html
33701000C | 33701 | in-line fuse switch-disconnector 250 A |  |  | 30, 40, 60, 80, 100, 120 x 10 |  |  | in-line fuse switch-disconnector 250 A, size 1, 3-pole switchable, screw M12, for Duspol | 185Power | 1 | 224.15 |  |  | 12 | 53 |  |  | 4021267150938 | 100 | 189 | 670 | 24.0 | 480.0 | 1.742 | 0.000 | 4.785 |  |  | 85361090 | 061 Tschechien | Yes | 27142108 | 27142108 | EC001046 | EC001046 | EC001046 | EC001046 | EC001046 | https://pim.woehner.de/en/produkte/33701000C.html
33702000A | 33702 | in-line fuse switch-disconnector 400 A |  |  | 30, 40, 60, 80, 100, 120 x 10 |  |  | in-line fuse switch-disconnector 400 A, size 2, 3-pole switchable, screw M12 | 185Power | 1 | 231.15 |  |  | 12 | 54 |  |  | 4021267337025 | 100 | 189 | 670 | 60.0 | 480.0 | 1.742 | 0.000 | 4.785 |  |  | 85361090 | 061 Tschechien | Yes | 27142108 | 27142108 | EC001046 | EC001046 | EC001046 | EC001046 | EC001046 | https://pim.woehner.de/en/produkte/33702000A.html
33703000A | 33703 | in-line fuse switch-disconnector 630 A |  |  | 30, 40, 60, 80, 100, 120 x 10 |  |  | in-line fuse switch-disconnector 630 A, size 3, 3-pole switchable, screw M12 | 185Power | 1 | 247.95 |  |  | 12 | 55 |  |  | 4021267337032 | 100 | 189 | 670 | 118.0 | 582.3 | 2.564 | 0.000 | 4.892 |  |  | 85361090 | 061 Tschechien | Yes | 27142108 | 27142108 | EC001046 | EC001046 | EC001046 | EC001046 | EC001046 | https://pim.woehner.de/en/produkte/33703000A.html
33704000A | 33704 | in-line fuse switch-disconnector 160 A |  |  | 30, 40, 60, 80, 100, 120 x 10 |  |  | in-line fuse switch-disconnector 160 A, Size 00, 3-pole switchable, flat version with screw M8 | 185Power | 1 | 156.91 |  |  | 12 | 52 |  |  | 4021267337049 | 50 | 147 | 670 | 23.0 | 218.2 | 0.532 | 0.000 | 1.570 |  |  | 85361090 | 061 Tschechien | No | 27142108 | 27142108 | EC001046 | EC001046 | EC001046 | EC001046 | EC001046 | https://pim.woehner.de/en/produkte/33704000A.html
33705000A | 33705 | NH in-line fuse base 160 A |  |  | 30, 40, 60, 80, 100, 120 x 10 |  |  | NH in-line fuse base 160 A, Size 00, open design, screw M8, flat version | 185Power | 1 | 138.69 |  |  | 12 | 32 |  |  | 4021267337056 | 50 | 129 | 670 |  | 190.0 | 0.532 | 0.000 | 1.570 |  |  | 85361090 | 061 Tschechien | No | 27142106 | 27142106 | EC001046 | EC001046 | EC001046 | EC001046 | EC001046 | https://pim.woehner.de/en/produkte/33705000A.html
33706000A | 33706 | NH in-line fuse base 250 A |  |  | 30, 40, 60, 80, 100, 120 x 10 |  |  | NH in-line fuse base 250 A, size 1, screw M12 | 185Power | 1 | 210.14 |  |  | 12 | 33 |  |  | 4021267337063 | 100 | 173 | 670 | 30.0 | 365.0 | 1.742 | 0.000 | 4.785 |  |  | 85361090 | 061 Tschechien | Yes | 27142106 | 27142106 | EC001046 | EC001046 | EC001046 | EC001046 | EC001046 | https://pim.woehner.de/en/produkte/33706000A.html
33707000A | 33707 | NH in-line fuse base 400 A |  |  | 30, 40, 60, 80, 100, 120 x 10 |  |  | NH in-line fuse base 400 A, size 2, screw M12 | 185Power | 1 | 217.14 |  |  | 12 | 34 |  |  | 4021267337070 | 200 | 173 | 670 |  | 375.1 | 1.742 | 0.000 | 4.785 |  |  | 85361090 | 061 Tschechien | Yes | 27142106 | 27142106 | EC001046 | EC001046 | EC001046 | EC001046 | EC001046 | https://pim.woehner.de/en/produkte/33707000A.html
33708000A | 33708 | NH in-line fuse base 630 A |  |  | 30, 40, 60, 80, 100, 120 x 10 |  |  | NH in-line fuse base 630 A, size 3, screw M12 | 185Power | 1 | 233.97 |  |  | 12 | 35 |  |  | 4021267337087 | 100 | 173 | 670 |  | 450.0 | 2.564 | 0.000 | 4.892 |  |  | 85361090 | 061 Tschechien | Yes | 27142106 | 27142106 | EC001046 | EC001046 | EC001046 | EC001046 | EC001046 | https://pim.woehner.de/en/produkte/33708000A.html
33715000A | 33715 | in-line fuse switch-disconnector 160 A |  |  | 30, 40, 60, 80, 100, 120 x 10 |  |  | in-line fuse switch-disconnector 160 A, Size 00, 1-pole switchable, high version with screw M8 | 185Power | 1 | 175.12 |  |  | 12 | 42 |  |  | 4021267337155 | 50 | 189 | 670 | 28.0 | 255.5 | 0.605 | 0.000 | 1.852 |  |  | 85361090 | 061 Tschechien | Yes | 27142108 | 27142108 | EC001046 | EC001046 | EC001046 | EC001046 | EC001046 | https://pim.woehner.de/en/produkte/33715000A.html
33716000A | 33716 | in-line fuse switch-disconnector 250 A |  |  | 30, 40, 60, 80, 100, 120 x 10 |  |  | in-line fuse switch-disconnector 250 A, size 1, 1-pole switchable, screw M12 | 185Power | 1 | 224.15 |  |  | 12 | 43 |  |  | 4021267337162 | 100 | 189 | 670 | 24.0 | 495.0 | 1.742 | 0.000 | 4.785 |  |  | 85361090 | 061 Tschechien | Yes | 27142108 | 27142108 | EC001046 | EC001046 | EC001046 | EC001046 | EC001046 | https://pim.woehner.de/en/produkte/33716000A.html
33717000A | 33717 | in-line fuse switch-disconnector 400 A |  |  | 30, 40, 60, 80, 100, 120 x 10 |  |  | in-line fuse switch-disconnector 400 A, size 2, 1-pole switchable, screw M12 | 185Power | 1 | 231.15 |  |  | 12 | 44 |  |  | 4021267337179 | 100 | 189 | 670 | 60.0 | 502.0 | 1.742 | 0.000 | 4.785 |  |  | 85361090 | 061 Tschechien | Yes | 27142108 | 27142108 | EC001046 | EC001046 | EC001046 | EC001046 | EC001046 | https://pim.woehner.de/en/produkte/33717000A.html
33718000A | 33718 | in-line fuse switch-disconnector 630 A |  |  | 30, 40, 60, 80, 100, 120 x 10 |  |  | in-line fuse switch-disconnector 630 A, size 3, 1-pole switchable, screw M12 | 185Power | 1 | 247.95 |  |  | 12 | 45 |  |  | 4021267337186 | 100 | 189 | 670 | 118.0 | 574.0 | 2.564 | 0.000 | 4.892 |  |  | 85361090 | 061 Tschechien | Yes | 27142108 | 27142108 | EC001046 | EC001046 | EC001046 | EC001046 | EC001046 | https://pim.woehner.de/en/produkte/33718000A.html
33719000A | 33719 | in-line fuse switch-disconnector 160 A |  |  | 30, 40, 60, 80, 100, 120 x 10 |  |  | in-line fuse switch-disconnector 160 A, Size 00, 1-pole switchable, flat version with screw M8 | 185Power | 1 | 156.91 |  |  | 12 | 42 |  |  | 4021267337193 | 50 | 147 | 670 | 23.0 | 211.4 | 0.532 | 0.000 | 1.570 |  |  | 85361090 | 061 Tschechien | No | 27142108 | 27142108 | EC001046 | EC001046 | EC001046 | EC001046 | EC001046 | https://pim.woehner.de/en/produkte/33719000A.html
33720000A | 33720 | in-line fuse switch-disconnector 160 A |  |  | 30, 40, 60, 80, 100, 120 x 10 |  |  | in-line fuse switch-disconnector 160 A, Size 00, 3-pole switchable, with fuse monitoring, high version with screw M8 | 185Power | 1 | 409.26 |  |  | 12 | 52 |  |  | 4021267337209 | 50 | 189 | 830 | 28.0 | 270.0 | 0.647 | 0.000 | 5.491 |  |  | 85361090 | 061 Tschechien | Yes | 27142108 | 27142108 | EC001046 | EC001046 | EC001046 | EC001046 | EC001046 | https://pim.woehner.de/en/produkte/33720000A.html
33721000A | 33721 | in-line fuse switch-disconnector 250 A |  |  | 30, 40, 60, 80, 100, 120 x 10 |  |  | in-line fuse switch-disconnector 250 A, size 1, 3-pole switchable, with fuse monitoring, screw M12, with electronic fuse monitoring | 185Power | 1 | 455.31 |  |  | 12 | 53 |  |  | 4021267337216 | 100 | 189 | 670 | 24.0 | 540.0 | 1.807 | 0.000 | 5.784 |  |  | 85361090 | 061 Tschechien | Yes | 27142108 | 27142108 | EC001046 | EC001046 | EC001046 | EC001046 | EC001046 | https://pim.woehner.de/en/produkte/33721000A.html
33722000A | 33722 | in-line fuse switch-disconnector 400 A |  |  | 30, 40, 60, 80, 100, 120 x 10 |  |  | in-line fuse switch-disconnector 400 A, size 2, 3-pole switchable, with fuse monitoring, screw M12 | 185Power | 1 | 459.50 |  |  | 12 | 54 |  |  | 4021267337223 | 100 | 189 | 670 | 60.0 | 540.0 | 1.807 | 0.000 | 5.784 |  |  | 85361090 | 061 Tschechien | Yes | 27142108 | 27142108 | EC001046 | EC001046 | EC001046 | EC001046 | EC001046 | https://pim.woehner.de/en/produkte/33722000A.html
33723000A | 33723 | in-line fuse switch-disconnector 630 A |  |  | 30, 40, 60, 80, 100, 120 x 10 |  |  | in-line fuse switch-disconnector 630 A, size 3, 3-pole switchable, with fuse monitoring, screw M12 | 185Power | 1 | 472.10 |  |  | 12 | 55 |  |  | 4021267337230 | 100 | 189 | 670 | 118.0 | 640.0 | 2.629 | 0.000 | 5.891 |  |  | 85361090 | 061 Tschechien | Yes | 27142108 | 27142108 | EC001046 | EC001046 | EC001046 | EC001046 | EC001046 | https://pim.woehner.de/en/produkte/33723000A.html
33724000A | 33724 | in-line fuse switch-disconnector 160 A |  |  | 30, 40, 60, 80, 100, 120 x 10 |  |  | in-line fuse switch-disconnector 160 A, Size 00, 3-pole switchable, with fuse monitoring, flat version with screw M8 | 185Power | 1 | 381.06 |  |  | 12 | 52 |  |  | 4021267337247 | 50 | 147 | 670 | 23.0 | 220.0 | 0.574 | 0.000 | 5.209 |  |  | 85361090 | 061 Tschechien | No | 27142108 | 27142108 | EC001046 | EC001046 | EC001046 | EC001046 | EC001046 | https://pim.woehner.de/en/produkte/33724000A.html
33725000A | 33725 | terminal compartment cover, flat version, connection bottom | [5 empty] | terminal compartment cover, flat version, connection bottom, for 33704, 33705, 33719, 33724, 33773, 33774, 33775, size 00 | 185Power | 1 | 9.18 |  |  | 12 | 70 |  |  | 4021267337254 | 49 | 122 | 165 | 0.0 | 13.4 | 0.000 | 0.000 | 0.000 |  |  | 85389099 | 004 Deutschland | Yes | 27142190 | 27142190 | EC002498 | EC002498 | EC002498 | EC002498 | EC002498 | https://pim.woehner.de/en/produkte/33725000A.html
33726000A | 33726 | terminal compartment cover, high version, connection top | [5 empty] | terminal compartment cover, high version, connection top, for 33700, 33715, 33720, 33770, 33771, 33772, size 00 | 185Power | 1 | 9.18 |  |  | 12 | 70 |  |  | 4021267337261 | 49 | 150 | 167 | 0.0 | 13.4 | 0.000 | 0.000 | 0.000 |  |  | 85389099 | 004 Deutschland | Yes | 27142190 | 27142190 | EC002498 | EC002498 | EC002498 | EC002498 | EC002498 | https://pim.woehner.de/en/produkte/33726000A.html
33727000A | 33727 | terminal compartment cover, flat version, connection top | [5 empty] | terminal compartment cover, flat version, connection top, for 33704, 33705, 33719, 33724, 33773, 33774, 33775, size 00 | 185Power | 1 | 9.18 |  |  | 12 | 70 |  |  | 4021267337278 | 49 | 122 | 167 | 0.0 | 13.4 | 0.000 | 0.000 | 0.000 |  |  | 85389099 | 004 Deutschland | Yes | 27142190 | 27142190 | EC002498 | EC002498 | EC002498 | EC002498 | EC002498 | https://pim.woehner.de/en/produkte/33727000A.html
33728000A | 33728 | double adapter |  |  | 30, 40, 60, 80, 100, 120 x 10 |  |  | double adapter, for 2 devices size NH 00 | 185Power | 1 | 51.89 |  |  | 12 | 70 |  |  | 4021267337285 | 83 | 50 | 450 |  | 55.0 | 0.405 | 0.000 | 0.000 |  |  | 85389099 | 061 Tschechien | Yes | 27142190 | 27142190 | EC002498 | EC002498 | EC002498 | EC002498 | EC002498 | https://pim.woehner.de/en/produkte/33728000A.html
33731000A | 33731 | double in-line fuse disconnector 1250 A |  |  | 30, 40, 60, 80, 100, 120 x 10 |  |  | double in-line fuse disconnector 1250 A, 3-pole switchable, screw M12, incl. terminal compartment cover | 185Power | 1 | 1106.73 |  |  | 12 | 55 |  |  | 4021267337315 | 200 | 190 | 890 | 380.0 | 1556.0 | 6.849 | 0.000 | 12.774 |  |  | 85361090 | 004 Deutschland | Yes | 27142109 | 27142109 | EC001046 | EC001046 | EC001046 | EC001046 | EC001046 | https://pim.woehner.de/en/produkte/33731000A.html
33732000A | 33732 | terminal compartment cover, high version, connection bottom | [5 empty] | terminal compartment cover, high version, connection bottom, for 33700, 33715, 33720, 33770, 33771, 33772 and QUADRON®185Power Speed size 00, size 00 | 185Power | 1 | 9.18 |  |  | 12 | 70 |  |  | 4021267337322 | 50 | 150 | 166 | 0.0 | 18.2 | 0.000 | 0.000 | 0.000 |  |  | 85389099 | 004 Deutschland | Yes | 27142190 | 27142190 | EC002498 | EC002498 | EC002498 | EC002498 | EC002498 | https://pim.woehner.de/en/produkte/33732000A.html
33733000A | 33733 | terminal compartment cover | [5 empty] | terminal compartment cover, universal for NH-rails size 1 - 3 and connection rail 800 A, size 1- 3 | 185Power | 1 | 16.18 |  |  | 12 | 70 |  |  | 4021267337339 | 100 | 150 | 166 | 0.0 | 30.0 | 0.000 | 0.000 | 0.000 |  |  | 85389099 | 004 Deutschland | Yes | 27142190 | 27142190 | EC002498 | EC002498 | EC002498 | EC002498 | EC002498 | https://pim.woehner.de/en/produkte/33733000A.html
33734000A | 33734 | wedge clamp terminal | [5 empty] | wedge clamp terminal, for Cu 10 - 95 mm², size 00 | 185Power | 3 | 7.59 |  |  | 12 | 70 |  |  | 4021267337346 |  |  |  |  | 3.0 | 0.000 | 0.030 | 0.000 |  |  | 85389099 | 004 Deutschland | Yes | 27142190 | 27142190 | EC002498 | EC002498 | EC002498 | EC002498 | EC002498 | https://pim.woehner.de/en/produkte/33734000A.html
33735000A | 33735 | box terminal |  |  |  | Cu / Al 70 - 240 mm² |  | box terminal, for Cu / Al 70 - 240 mm², size 1 - 3, for Cu / Al 70 - 240 mm² | 185Power | 3 | 22.90 |  |  | 12 | 70 |  |  | 4021267337353 |  |  |  | 0.0 | 14.5 | 0.000 | 0.06854 | 0.000 |  |  | 85389099 | 004 Deutschland | Yes | 27142190 | 27142190 | EC002498 | EC002498 | EC002498 | EC002498 | EC002498 | https://pim.woehner.de/en/produkte/33735000A.html
33736000A | 33736 | box terminal | [5 empty] | box terminal, for Cu / Al 120 - 300 mm², size 1-3 | 185Power | 3 | 29.66 |  |  | 12 | 70 |  |  | 4021267337360 |  |  |  | 0.0 | 25.5 | 0.000 | 0.070 | 0.000 |  |  | 85389099 | 004 Deutschland | Yes | 27142190 | 27142190 | EC002498 | EC002498 | EC002498 | EC002498 | EC002498 | https://pim.woehner.de/en/produkte/33736000A.html
33738000A | 33738 | CrossLink® terminal clamp | [5 empty] | CrossLink® terminal clamp, for busbar systems with CrossLink® touch-safe protection, size 1 - 3 | 185Power | 3 | 23.91 |  |  | 12 | 70 |  |  | 4021267337384 |  |  |  | 0.0 | 15.0 | 0.051 | 0.000 | 0.000 |  |  | 85389099 | 004 Deutschland | Yes | 27142190 | 27142190 | EC002498 | EC002498 | EC002498 | EC002498 | EC002498 | https://pim.woehner.de/en/produkte/33738000A.html
33739000A | 33739 | terminal clamp | [5 empty] | terminal clamp, for busbar systems without system covers, size 00 | 185Power | 3 | 4.41 |  |  | 12 | 70 |  |  | 4021267337391 |  |  |  | 0.0 | 14.0 | 0.003 | 0.000 | 0.000 |  |  | 85389099 | 004 Deutschland | Yes | 27142190 | 27142190 | EC002498 | EC002498 | EC002498 | EC002498 | EC002498 | https://pim.woehner.de/en/produkte/33739000A.html
33740000A | 33740 | terminal clamp | [5 empty] | terminal clamp, for busbar systems without protection modules, size 1 - 3 | 185Power | 3 | 13.24 |  |  | 12 | 70 |  |  | 4021267337407 |  |  |  | 0.0 | 10.0 | 0.000 | 0.000 | 0.000 |  |  | 85389099 | 004 Deutschland | Yes | 27142190 | 27142190 | EC002498 | EC002498 | EC002498 | EC002498 | EC002498 | https://pim.woehner.de/en/produkte/33740000A.html
33741000 | 33741 | current transformer 80 A / 5 A | [5 empty] | current transformer 80 A / 5 A, 2,5 VA / class 1, size 00 | 185Power | 1 | 67.57 |  |  | 23 | 05 |  |  | 4021267337414 | 44 | 99 | 30 | 5.0 | 14.0 | 0.000 | 0.000 | 0.000 |  |  | 85043129 | 004 Deutschland | Yes | 27210902 | 27210902 | EC002048 | EC002048 | EC002048 | EC002048 | EC002048 | https://pim.woehner.de/en/produkte/33741000.html
33742000 | 33742 | current transformer 150 A / 5 A | [5 empty] | current transformer 150 A / 5 A, 2.5 VA / class 1, size 00 | 185Power | 1 | 67.57 |  |  | 23 | 05 |  |  | 4021267337421 | 44 | 99 | 30 | 5.0 | 14.0 | 0.000 | 0.000 | 0.000 |  |  | 85043129 | 004 Deutschland | Yes | 27210902 | 27210902 | EC002048 | EC002048 | EC002048 | EC002048 | EC002048 | https://pim.woehner.de/en/produkte/33742000.html
33744000 | 33744 | current transformer 150 A / 5 A | [5 empty] | current transformer 150 A / 5 A, 1.5 VA / class 1, size 1 - 3 | 185Power | 1 | 104.75 |  |  | 23 | 05 |  |  | 4021267337445 | 49 | 70 | 27 | 1.5 | 14.0 | 0.000 | 0.000 | 0.000 |  |  | 85043129 | 004 Deutschland | Yes | 27210902 | 27210902 | EC002048 | EC002048 | EC002048 | EC002048 | EC002048 | https://pim.woehner.de/en/produkte/33744000.html
33749000 | 33749 | current transformer 100 A / 5 A | [5 empty] | current transformer 100 A / 5 A, 1.5 VA / class 0.5, size 00 | 185Power | 1 | 88.41 |  |  | 23 | 01 |  |  | 4021267337490 | 44 | 99 | 30 | 5.0 | 28.0 | 0.000 | 0.000 | 0.000 |  |  | 85043129 | 004 Deutschland | Yes | 27210902 | 27210902 | EC002048 | EC002048 | EC002048 | EC002048 | EC002048 | https://pim.woehner.de/en/produkte/33749000.html
33750000 | 33750 | current transformer 100 A / 5 A, with decl. of conformity | [5 empty] | current transformer 100 A / 5 A, with decl. of conformity, 1.5 VA / class 0.5, size 00 | 185Power | 1 | 88.41 | 37.00 |  | 23 | 11 |  |  | 4021267337506 | 44 | 99 | 30 | 5.0 | 28.0 | 0.000 | 0.000 | 0.000 |  |  | 85043129 | 004 Deutschland | Yes | 27210902 | 27210902 | EC002048 | EC002048 | EC002048 | EC002048 | EC002048 | https://pim.woehner.de/en/produkte/33750000.html
33751000 | 33751 | current transformer 150 A / 5 A | [5 empty] | current transformer 150 A / 5 A, 2.5 VA / class 0.5, size 00 | 185Power | 1 | 88.41 |  |  | 23 | 01 |  |  | 4021267337513 | 44 | 99 | 30 | 5.0 | 28.0 | 0.000 | 0.000 | 0.000 |  |  | 85043129 | 004 Deutschland | Yes | 27210902 | 27210902 | EC002048 | EC002048 | EC002048 | EC002048 | EC002048 | https://pim.woehner.de/en/produkte/33751000.html
33752000 | 33752 | current transformer 150 A / 5 A, with decl. of conformity | [5 empty] | current transformer 150 A / 5 A, with decl. of conformity, 2.5 VA / class 0.5, size 00 | 185Power | 1 | 88.41 | 37.00 |  | 23 | 11 |  |  | 4021267337520 | 44 | 99 | 30 | 2.5 | 28.0 | 0.000 | 0.000 | 0.000 |  |  | 85043129 | 004 Deutschland | Yes | 27210902 | 27210902 | EC002048 | EC002048 | EC002048 | EC002048 | EC002048 | https://pim.woehner.de/en/produkte/33752000.html
33758000A | 33758 | lateral bearing strip | [5 empty] | lateral bearing strip, for front covers, size 00 - 3 | 185Power | 2 | 11.99 |  |  | 12 | 70 |  |  | 4021267337582 | 20 | 35 | 668 | 0.0 | 10.7 | 0.000 | 0.000 | 0.000 |  |  | 85389099 | 004 Deutschland | Yes | 27142190 | 27142190 | EC002498 | EC002498 | EC002498 | EC002498 | EC002498 | https://pim.woehner.de/en/produkte/33758000A.html
33761000A | 33761 | rear touch-safe protection cover | [5 empty] | rear touch-safe protection cover, rear protection for Phase L1 | 185Power | 5 | 4.70 |  |  | 12 | 70 |  |  | 4021267337612 |  |  |  | 0.0 | 2.0 | 0.000 | 0.000 | 0.000 |  |  | 85472000 | 004 Deutschland | Yes | 27142190 | 27142190 | EC002498 | EC002498 | EC002498 | EC002498 | EC002498 | https://pim.woehner.de/en/produkte/33761000A.html
33762000A | 33762 | universal current transformer module | [5 empty] | universal current transformer module, for mounting in the connection compartment, size 1 - 3 | 185Power | 1 | 212.37 |  |  | 18 | 70 |  |  | 4021267337629 |  |  |  |  | 170.0 | 1.340 | 0.001 | 1.520 |  |  | 85389099 | 004 Deutschland | Yes | 27142190 | 27142190 | EC002498 | EC002498 | EC002498 | EC002498 | EC002498 | https://pim.woehner.de/en/produkte/33762000A.html
33765000A | 33765 | CrossLink® terminal clamp IP20 | [5 empty] | CrossLink® terminal clamp IP20, for busbar systems with touch-safe protection, size 00 | 185Power | 3 | 9.25 |  |  | 12 | 70 |  |  | 4021267337650 |  |  |  | 0.0 | 4.4 | 0.038 | 0.000 | 0.000 |  |  | 85389099 | 004 Deutschland | Yes | 27142190 | 27142190 | EC002498 | EC002498 | EC002498 | EC002498 | EC002498 | https://pim.woehner.de/en/produkte/33765000A.html
33766000A | 33766 | plug support with mounting rail | [5 empty] | plug support with mounting rail, for CT wiring, size 00 |  | 1 | 8.33 |  |  | 12 | 70 |  |  | 4021267337667 |  |  |  | 0.0 | 2.8 | 0.000 | 0.000 | 0.000 |  |  | 85389099 | 004 Deutschland | Yes | 27142190 | 27142190 | EC002498 | EC002498 | EC002498 | EC002498 | EC002498 | https://pim.woehner.de/en/produkte/33766000A.html
33768000A | 33768 | plug support with mounting rail | [5 empty] | plug support with mounting rail, for CT wiring, size 1 - 3 |  | 1 | 8.54 |  |  | 12 | 70 |  |  | 4021267337681 |  |  |  | 0.0 | 8.8 | 0.000 | 0.000 | 0.000 |  |  | 85389099 | 004 Deutschland | Yes | 27142190 | 27142190 | EC002498 | EC002498 | EC002498 | EC002498 | EC002498 | https://pim.woehner.de/en/produkte/33768000A.html
33769000A | 33769 | component support with mounting rails | [5 empty] | component support with mounting rails, for fuse monitor and CT wiring, size 1 - 3 |  | 1 | 17.10 |  |  | 12 | 70 |  |  | 4021267337698 |  |  |  | 0.0 | 9.0 | 0.000 | 0.000 | 0.000 |  |  | 85389099 | 004 Deutschland | Yes | 27142190 | 27142190 | EC002498 | EC002498 | EC002498 | EC002498 | EC002498 | https://pim.woehner.de/en/produkte/33769000A.html
33770000A | 33770 | in-line fuse switch-disconnector 160 A |  |  | 30, 40, 60, 80, 100, 120 x 10 |  |  | in-line fuse switch-disconnector 160 A, Size 00, 3-pole switchable, high version with box terminal 1,5-95 mm² | 185Power | 1 | 175.12 |  |  | 12 | 52 |  |  | 4021267337704 | 50 | 189 | 670 | 28.0 | 261.8 | 0.611 | 0.000 | 1.772 |  |  | 85361090 | 061 Tschechien | Yes | 27142108 | 27142108 | EC001046 | EC001046 | EC001046 | EC001046 | EC001046 | https://pim.woehner.de/en/produkte/33770000A.html
33771000A | 33771 | in-line fuse switch-disconnector 160 A |  |  | 30, 40, 60, 80, 100, 120 x 10 |  |  | in-line fuse switch-disconnector 160 A, Size 00, 3-pole switchable, with fuse monitoring, high version with box terminal 70 mm² | 185Power | 1 | 399.28 |  |  | 12 | 52 |  |  | 4021267337711 | 50 | 189 | 670 | 28.0 | 270.0 | 0.653 | 0.000 | 5.411 |  |  | 85361090 | 061 Tschechien | Yes | 27142108 | 27142108 | EC001046 | EC001046 | EC001046 | EC001046 | EC001046 | https://pim.woehner.de/en/produkte/33771000A.html
33772000A | 33772 | in-line fuse switch-disconnector 160 A |  |  | 30, 40, 60, 80, 100, 120 x 10 |  |  | in-line fuse switch-disconnector 160 A, Size 00, 1-pole switchable, high version with box terminal 1.5-95 mm² | 185Power | 1 | 175.12 |  |  | 12 | 42 |  |  | 4021267337728 | 50 | 189 | 670 | 28.0 | 256.3 | 0.611 | 0.000 | 1.772 |  |  | 85361090 | 061 Tschechien | Yes | 27142108 | 27142108 | EC001046 | EC001046 | EC001046 | EC001046 | EC001046 | https://pim.woehner.de/en/produkte/33772000A.html
33773000A | 33773 | in-line fuse switch-disconnector 160 A |  |  | 30, 40, 60, 80, 100, 120 x 10 |  |  | in-line fuse switch-disconnector 160 A, Size 00, 3-pole switchable, flat version with box terminal 1.5-95 mm² | 185Power | 1 | 156.91 |  |  | 12 | 52 |  |  | 4021267337735 | 50 | 147 | 670 | 23.0 | 217.4 | 0.538 | 0.000 | 1.490 |  |  | 85361090 | 061 Tschechien | No | 27142108 | 27142108 | EC001046 | EC001046 | EC001046 | EC001046 | EC001046 | https://pim.woehner.de/en/produkte/33773000A.html
33775000A | 33775 | in-line fuse switch-disconnector 160 A |  |  | 30, 40, 60, 80, 100, 120 x 10 |  |  | in-line fuse switch-disconnector 160 A, Size 00, 1-pole switchable, flat version with box terminal 1.5-95 mm² | 185Power | 1 | 156.91 |  |  | 12 | 42 |  |  | 4021267337759 | 50 | 147 | 670 | 23.0 | 212.0 | 0.538 | 0.000 | 1.490 |  |  | 85361090 | 061 Tschechien | No | 27142108 | 27142108 | EC001046 | EC001046 | EC001046 | EC001046 | EC001046 | https://pim.woehner.de/en/produkte/33775000A.html
33777000A | 33777 | module 4x NH fuse-switch-disconnector, 3-pole |  |  | 30, 40, 60, 80, 100, 120 x 10 |  | x | module 4x NH fuse-switch-disconnector, 3-pole, with terminal clamps for busbar systems with protection modules, 4x NH 000 (max. 63 A) | 185Power | 1 | 674.67 |  |  | 09 | 37 | x |  | 4021267337773 | 99 | 196 | 672 | 103.0 | 597.5 | 2.617 | 0.000 | 6.281 |  |  | 85361090 | 004 Deutschland | Yes | 27142108 | 27142108 | EC001040 | EC001040 | EC001040 | EC001040 | EC001040 | https://pim.woehner.de/en/produkte/33777000A.html
33778000A | 33778 | module 4x NH fuse-switch disconnector, 3-pole |  |  | 30, 40, 60, 80, 100, 120 x 10 |  | x | module 4x NH fuse-switch disconnector, 3-pole, for systems with drilled busbars, 4x NH 000 (max. 63 A) | 185Power | 1 | 631.64 |  |  | 09 | 37 | x |  | 4021267337780 | 99 | 186 | 672 | 103.0 | 552.5 | 2.468 | 0.000 | 6.281 |  |  | 85361090 | 004 Deutschland | Yes | 27142108 | 27142108 | EC001040 | EC001040 | EC001040 | EC001040 | EC001040 | https://pim.woehner.de/en/produkte/33778000A.html
33800000A | 33800 | NH fuse switch-disconnector size 000, 125 A |  | connection top or bottom |  |  |  | NH fuse switch-disconnector size 000, 125 A, box terminal, connection top or bottom | CrossBoard® 125A / 250A, CrossBoard® 800 A | 1 | 57.02 |  |  | 09 | 20 |  |  | 4021267338008 | 49.5 | 96 | 175 | 10.5 | 41.5 | 0.145 | 0.000 | 0.833 |  |  | 85361090 | 061 Tschechien | Yes | 27142108 | 27142108 | EC001040 | EC001040 | EC001040 | EC001040 | EC001040 | https://pim.woehner.de/en/produkte/33800000A.html
33801000A | 33801 | NH fuse switch-disconnector size 000, 125 A |  | connection top or bottom | 12 x 5, 10 |  |  | NH fuse switch-disconnector size 000, 125 A, box terminal, connection top or bottom | 30Compact 3P | 1 | 87.83 |  |  | 09 | 22 |  |  | 4021267338015 | 49.5 | 127 | 175 | 10.5 | 52.5 | 0.185 | 0.000 | 1.160 |  |  | 85361090 | 061 Tschechien | Yes | 27142108 | 27142108 | EC001040 | EC001040 | EC001040 | EC001040 | EC001040 | https://pim.woehner.de/en/produkte/33801000A.html
33802000A | 33802 | NH fuse switch-disconnector size 000, 125 A |  | connection top or bottom | 12, 15, 20, 25, 30 x 5, 10 and section busbars |  |  | NH fuse switch-disconnector size 000, 125 A, box terminal, connection top or bottom | 60Classic | 1 | 81.97 |  |  | 09 | 22 |  |  | 4021267338022 | 49.5 | 127 | 200 | 10.5 | 53.5 | 0.185 | 0.000 | 1.160 |  |  | 85361090 | 061 Tschechien | Yes | 27142108 | 27142108 | EC001040 | EC001040 | EC001040 | EC001040 | EC001040 | https://pim.woehner.de/en/produkte/33802000A.html
33803000A | 33803 | NH fuse switch-disconnector size 000, 125 A |  | connection top or bottom | 12, 15, 20, 25, 30 x 5, 10 and section busbars |  |  | NH fuse switch-disconnector size 000, 125 A, box terminal, suitable for 5-pole system, connection top or bottom | 60Classic | 2 | 81.97 |  |  | 09 | 22 |  |  | 4021267338039 | 49.5 | 117 | 200 | 10.5 | 53.0 | 0.185 | 0.000 | 1.160 |  |  | 85361090 | 061 Tschechien | Yes | 27142108 | 27142108 | EC001040 | EC001040 | EC001040 | EC001040 | EC001040 | https://pim.woehner.de/en/produkte/33803000A.html
33806000A | 33806 | side-mounted module | [5 empty] | side-mounted module, attachable to both sides, 3.5 mm | 60Classic | 10 | 4.03 |  |  | 09 | 51 |  |  | 4021267338060 | 3.5 | 95 | 200 | 0.0 | 2.6 | 0.000 | 0.000 | 0.000 |  |  | 85389099 | 004 Deutschland | Yes | 27370390 | 27370390 | EC002498 | EC002498 | EC002498 | EC002498 | EC002498 | https://pim.woehner.de/en/produkte/33806000A.html
33808000A | 33808 | switch-disconnector 3-pole | [5 empty] | switch-disconnector 3-pole, box terminal 2.5 - 16 mm² / AWG 16 - 6, graphite grey handle, 16 A, for mounting plate or mounting rail | Panel | 1 | 23.34 |  |  | 14 | 01 |  |  | 4021267338084 | 36 | 79 | 81 | 0.3 | 15.5 | 0.000 | 0.000 | 0.000 |  |  | 85365080 | 005 Italien | Yes | 27371403 | 27371403 | EC000216 | EC000216 | EC000216 | EC000216 | EC000216 | https://pim.woehner.de/en/produkte/33808000A.html
33812000A | 33812 | switch-disconnector 3-pole | [5 empty] | switch-disconnector 3-pole, box terminal 2.5 - 16 mm² / AWG 16 - 6, graphite grey handle, 25 A, for mounting plate or mounting rail | Panel | 1 | 24.88 |  |  | 14 | 01 |  |  | 4021267338121 | 36 | 79 | 81 | 0.3 | 15.5 | 0.000 | 0.000 | 0.000 |  |  | 85365080 | 005 Italien | Yes | 27371403 | 27371403 | EC000216 | EC000216 | EC000216 | EC000216 | EC000216 | https://pim.woehner.de/en/produkte/33812000A.html
33813000A | 33813 | switch-disconnector 3-pole + N | N on left side |  |  |  |  | switch-disconnector 3-pole + N, box terminal 2.5 - 16 mm² / AWG 16 - 6, graphite grey handle, 25 A, N on left side, for mounting plate or mounting rail | Panel | 1 | 31.12 |  |  | 14 | 01 |  |  | 4021267338138 | 51 | 79 | 81 | 0.4 | 20.5 | 0.000 | 0.000 | 0.000 |  |  | 85365080 | 005 Italien | Yes | 27371403 | 27371403 | EC000216 | EC000216 | EC000216 | EC000216 | EC000216 | https://pim.woehner.de/en/produkte/33813000A.html
33816000A | 33816 | switch-disconnector 3-pole | [5 empty] | switch-disconnector 3-pole, box terminal 2.5 - 16 mm² / AWG 16 - 6, graphite grey handle, 32 A, for mounting plate or mounting rail | Panel | 1 | 28.01 |  |  | 14 | 01 |  |  | 4021267338169 | 36 | 79 | 81 | 0.6 | 15.5 | 0.000 | 0.000 | 0.000 |  |  | 85365080 | 005 Italien | Yes | 27371403 | 27371403 | EC000216 | EC000216 | EC000216 | EC000216 | EC000216 | https://pim.woehner.de/en/produkte/33816000A.html
33817000A | 33817 | switch-disconnector 3-pole + N | N on left side |  |  |  |  | switch-disconnector 3-pole + N, box terminal 2.5 - 16 mm² / AWG 16 - 6, graphite grey handle, 32 A, N on left side, for mounting plate or mounting rail | Panel | 1 | 35.78 |  |  | 14 | 01 |  |  | 4021267338176 | 51 | 79 | 81 | 0.8 | 20.5 | 0.000 | 0.000 | 0.000 |  |  | 85365080 | 005 Italien | Yes | 27371403 | 27371403 | EC000216 | EC000216 | EC000216 | EC000216 | EC000216 | https://pim.woehner.de/en/produkte/33817000A.html
33820000A | 33820 | switch-disconnector 3-pole | [5 empty] | switch-disconnector 3-pole, box terminal 2.5 - 16 mm² / AWG 16 - 6, graphite grey handle, 40 A, for mounting plate or mounting rail | Panel | 1 | 34.22 |  |  | 14 | 01 |  |  | 4021267338206 | 36 | 79 | 81 | 0.9 | 15.5 | 0.000 | 0.000 | 0.000 |  |  | 85365080 | 005 Italien | Yes | 27371403 | 27371403 | EC000216 | EC000216 | EC000216 | EC000216 | EC000216 | https://pim.woehner.de/en/produkte/33820000A.html
33821000A | 33821 | switch-disconnector 3-pole + N | N on left side |  |  |  |  | switch-disconnector 3-pole + N, box terminal 2.5 - 16 mm² / AWG 16 - 6, graphite grey handle, 40 A, N on left side, for mounting plate or mounting rail | Panel | 1 | 42.94 |  |  | 14 | 01 |  |  | 4021267338213 | 51 | 79 | 81 | 1.2 | 20.5 | 0.000 | 0.000 | 0.000 |  |  | 85365080 | 005 Italien | Yes | 27371403 | 27371403 | EC000216 | EC000216 | EC000216 | EC000216 | EC000216 | https://pim.woehner.de/en/produkte/33821000A.html
33824000A | 33824 | switch-disconnector 3-pole | [5 empty] | switch-disconnector 3-pole, box terminal 2.5 - 16 mm², graphite grey handle, 63 A, for mounting plate or mounting rail | Panel | 1 | 42.00 |  |  | 14 | 01 |  |  | 4021267338244 | 36 | 79 | 81 | 2.4 | 15.5 | 0.000 | 0.000 | 0.000 |  |  | 85365080 | 005 Italien | Yes | 27371403 | 27371403 | EC000216 | EC000216 | EC000216 | EC000216 | EC000216 | https://pim.woehner.de/en/produkte/33824000A.html
33825000A | 33825 | switch-disconnector 3-pole + N | N on left side |  |  |  |  | switch-disconnector 3-pole + N, box terminal 2.5 - 16 mm², graphite grey handle, 63 A, N on left side, for mounting plate or mounting rail | Panel | 1 | 52.91 |  |  | 14 | 01 |  |  | 4021267338251 | 51 | 79 | 81 | 3.2 | 20.5 | 0.000 | 0.000 | 0.000 |  |  | 85365080 | 005 Italien | Yes | 27371403 | 27371403 | EC000216 | EC000216 | EC000216 | EC000216 | EC000216 | https://pim.woehner.de/en/produkte/33825000A.html
33838000A | 33838 | switch-disconnector 3-pole | [5 empty] | switch-disconnector 3-pole, box terminal 2.5 - 16 mm² / AWG 16 - 6, yellow-red handle, 16 A, for mounting plate or mounting rail | Panel | 1 | 23.34 |  |  | 14 | 01 |  |  | 4021267338381 | 36 | 79 | 81 | 0.3 | 15.5 | 0.000 | 0.000 | 0.000 |  |  | 85365080 | 005 Italien | Yes | 27371403 | 27371403 | EC000216 | EC000216 | EC000216 | EC000216 | EC000216 | https://pim.woehner.de/en/produkte/33838000A.html
33842000A | 33842 | switch-disconnector 3-pole | [5 empty] | switch-disconnector 3-pole, box terminal 2.5 - 16 mm² / AWG 16 - 6, yellow-red handle, 25 A, for mounting plate or mounting rail | Panel | 1 | 24.88 |  |  | 14 | 01 |  |  | 4021267338428 | 36 | 79 | 81 | 0.3 | 15.5 | 0.000 | 0.000 | 0.000 |  |  | 85365080 | 005 Italien | Yes | 27371403 | 27371403 | EC000216 | EC000216 | EC000216 | EC000216 | EC000216 | https://pim.woehner.de/en/produkte/33842000A.html
33843000A | 33843 | switch-disconnector 3-pole + N | N on left side |  |  |  |  | switch-disconnector 3-pole + N, box terminal 2.5 - 16 mm² / AWG 16 - 6, yellow-red handle, 25 A, N on left side, for mounting plate or mounting rail | Panel | 1 | 31.12 |  |  | 14 | 01 |  |  | 4021267338435 | 51 | 79 | 81 | 0.4 | 20.5 | 0.000 | 0.000 | 0.000 |  |  | 85365080 | 005 Italien | Yes | 27371403 | 27371403 | EC000216 | EC000216 | EC000216 | EC000216 | EC000216 | https://pim.woehner.de/en/produkte/33843000A.html
33846000A | 33846 | switch-disconnector 3-pole | [5 empty] | switch-disconnector 3-pole, box terminal 2.5 - 16 mm² / AWG 16 - 6, yellow-red handle, 32 A, for mounting plate or mounting rail | Panel | 1 | 28.01 |  |  | 14 | 01 |  |  | 4021267338466 | 36 | 79 | 81 | 0.6 | 15.5 | 0.000 | 0.000 | 0.000 |  |  | 85365080 | 005 Italien | Yes | 27371403 | 27371403 | EC000216 | EC000216 | EC000216 | EC000216 | EC000216 | https://pim.woehner.de/en/produkte/33846000A.html
33847000A | 33847 | switch-disconnector 3-pole + N | N on left side |  |  |  |  | switch-disconnector 3-pole + N, box terminal 2.5 - 16 mm² / AWG 16 - 6, yellow-red handle, 32 A, N on left side, for mounting plate or mounting rail | Panel | 1 | 35.78 |  |  | 14 | 01 |  |  | 4021267338473 | 51 | 79 | 81 | 0.8 | 20.5 | 0.000 | 0.000 | 0.000 |  |  | 85365080 | 005 Italien | Yes | 27371403 | 27371403 | EC000216 | EC000216 | EC000216 | EC000216 | EC000216 | https://pim.woehner.de/en/produkte/33847000A.html
33848000A | 33848 | changeover switch 3-pole | [5 empty] | changeover switch 3-pole, box terminal 2.5 - 16 mm² / AWG 16 - 6, graphite grey handle, 32 A, for mounting plate or mounting rail | Panel | 1 | 124.26 |  |  | 14 | 31 |  | x | 4021267338480 | 72 | 80 | 81 | 0.6 | 26.5 | 0.000 | 0.000 | 0.000 |  |  | 85365080 | 005 Italien | Yes | 27371403 | 27371403 | EC000216 | EC000216 | EC000216 | EC000216 | EC000216 | https://pim.woehner.de/en/produkte/33848000A.html
33850000A | 33850 | switch-disconnector 3-pole | [5 empty] | switch-disconnector 3-pole, box terminal 2.5 - 16 mm² / AWG 16 - 6, yellow-red handle, 40 A, for mounting plate or mounting rail | Panel | 1 | 34.22 |  |  | 14 | 01 |  |  | 4021267338503 | 36 | 79 | 81 | 0.9 | 15.5 | 0.000 | 0.000 | 0.000 |  |  | 85365080 | 005 Italien | Yes | 27371403 | 27371403 | EC000216 | EC000216 | EC000216 | EC000216 | EC000216 | https://pim.woehner.de/en/produkte/33850000A.html
33854000A | 33854 | switch-disconnector 3-pole | [5 empty] | switch-disconnector 3-pole, box terminal 2.5 - 16 mm², yellow-red handle, 63 A, for mounting plate or mounting rail | Panel | 1 | 42.00 |  |  | 14 | 01 |  |  | 4021267338541 | 36 | 79 | 81 | 2.4 | 15.5 | 0.000 | 0.000 | 0.000 |  |  | 85365080 | 005 Italien | Yes | 27371403 | 27371403 | EC000216 | EC000216 | EC000216 | EC000216 | EC000216 | https://pim.woehner.de/en/produkte/33854000A.html
33855000A | 33855 | switch-disconnector 3-pole + N | N on left side |  |  |  |  | switch-disconnector 3-pole + N, box terminal 2.5 - 16 mm², yellow-red handle, 63 A, N on left side, for mounting plate or mounting rail | Panel | 1 | 52.91 |  |  | 14 | 01 |  |  | 4021267338558 | 51 | 79 | 81 | 3.2 | 20.5 | 0.000 | 0.000 | 0.000 |  |  | 85365080 | 005 Italien | Yes | 27371403 | 27371403 | EC000216 | EC000216 | EC000216 | EC000216 | EC000216 | https://pim.woehner.de/en/produkte/33855000A.html
33856000A | 33856 | changeover switch 3-pole | [5 empty] | changeover switch 3-pole, box terminal 2.5 - 16 mm² / AWG 16 - 6, graphite grey handle, 63 A, for mounting plate or mounting rail | Panel | 1 | 140.92 |  |  | 14 | 31 | x |  | 4021267338565 | 72 | 80 | 81 | 2.4 | 26.5 | 0.000 | 0.000 | 0.000 |  |  | 85365080 | 005 Italien | Yes | 27371403 | 27371403 | EC000216 | EC000216 | EC000216 | EC000216 | EC000216 | https://pim.woehner.de/en/produkte/33856000A.html
33868000A | 33868 | switch-disconnector 3-pole | [5 empty] | switch-disconnector 3-pole, box terminal 16 - 50 mm² / AWG 6 - 1, graphite grey handle, 63 A, for mounting plate or mounting rail | Panel | 1 | 51.35 |  |  | 14 | 01 |  |  | 4021267338688 | 52 | 80 | 100 | 3.0 | 26.5 | 0.000 | 0.000 | 0.000 |  |  | 85365080 | 005 Italien | Yes | 27371403 | 27371403 | EC000216 | EC000216 | EC000216 | EC000216 | EC000216 | https://pim.woehner.de/en/produkte/33868000A.html
33869000A | 33869 | switch-disconnector 3-pole + N | N on left side |  |  |  |  | switch-disconnector 3-pole + N, box terminal 16 - 50 mm² / AWG 6 - 1, graphite grey handle, 63 A, N on left side, for mounting plate or mounting rail | Panel | 1 | 65.05 |  |  | 14 | 01 |  |  | 4021267338695 | 69 | 80 | 100 | 4.0 | 40.5 | 0.000 | 0.000 | 0.000 |  |  | 85365080 | 005 Italien | Yes | 27371403 | 27371403 | EC000216 | EC000216 | EC000216 | EC000216 | EC000216 | https://pim.woehner.de/en/produkte/33869000A.html
33872000A | 33872 | switch-disconnector 3-pole | [5 empty] | switch-disconnector 3-pole, box terminal 16 - 50 mm² / AWG 6 - 1, graphite grey handle, 80 A, for mounting plate or mounting rail | Panel | 1 | 57.58 |  |  | 14 | 01 |  |  | 4021267338725 | 52 | 80 | 100 | 3.9 | 26.5 | 0.000 | 0.000 | 0.000 |  |  | 85365080 | 005 Italien | Yes | 27371403 | 27371403 | EC000216 | EC000216 | EC000216 | EC000216 | EC000216 | https://pim.woehner.de/en/produkte/33872000A.html
33873000A | 33873 | switch-disconnector 3-pole + N | N on left side |  |  |  |  | switch-disconnector 3-pole + N, box terminal 16 - 50 mm² / AWG 6 - 1, graphite grey handle, 80 A, N on left side, for mounting plate or mounting rail | Panel | 1 | 72.82 |  |  | 14 | 01 |  |  | 4021267338732 | 69 | 80 | 100 | 5.2 | 40.5 | 0.000 | 0.000 | 0.000 |  |  | 85365080 | 005 Italien | Yes | 27371403 | 27371403 | EC000216 | EC000216 | EC000216 | EC000216 | EC000216 | https://pim.woehner.de/en/produkte/33873000A.html
33876000A | 33876 | switch-disconnector 3-pole | [5 empty] | switch-disconnector 3-pole, box terminal 16 - 50 mm² / AWG 6 - 1, graphite grey handle, 100 A, for mounting plate or mounting rail | Panel | 1 | 71.57 |  |  | 14 | 02 |  |  | 4021267338763 | 52 | 80 | 100 | 6.0 | 26.5 | 0.000 | 0.000 | 0.000 |  |  | 85365080 | 005 Italien | Yes | 27371403 | 27371403 | EC000216 | EC000216 | EC000216 | EC000216 | EC000216 | https://pim.woehner.de/en/produkte/33876000A.html
33877000A | 33877 | switch-disconnector 3-pole + N | N on left side |  |  |  |  | switch-disconnector 3-pole + N, box terminal 16 - 50 mm² / AWG 6 - 1, graphite grey handle, 100 A, N on left side, for mounting plate or mounting rail | Panel | 1 | 90.26 |  |  | 14 | 02 |  |  | 4021267338770 | 69 | 80 | 100 | 8.0 | 40.5 | 0.000 | 0.000 | 0.000 |  |  | 85365080 | 005 Italien | Yes | 27371403 | 27371403 | EC000216 | EC000216 | EC000216 | EC000216 | EC000216 | https://pim.woehner.de/en/produkte/33877000A.html
33884000A | 33884 | switch-disconnector 3-pole | [5 empty] | switch-disconnector 3-pole, box terminal 16 - 50 mm² / AWG 6 - 1, yellow-red handle, 63 A, for mounting plate or mounting rail | Panel | 1 | 51.35 |  |  | 14 | 01 |  |  | 4021267338848 | 52 | 80 | 100 | 3.0 | 26.5 | 0.000 | 0.000 | 0.000 |  |  | 85365080 | 005 Italien | Yes | 27371403 | 27371403 | EC000216 | EC000216 | EC000216 | EC000216 | EC000216 | https://pim.woehner.de/en/produkte/33884000A.html
33888000A | 33888 | switch-disconnector 3-pole | [5 empty] | switch-disconnector 3-pole, box terminal 16 - 50 mm² / AWG 6 - 1, yellow-red handle, 80 A, for mounting plate or mounting rail | Panel | 1 | 57.58 |  |  | 14 | 01 |  |  | 4021267338886 | 52 | 80 | 100 | 3.9 | 26.5 | 0.000 | 0.000 | 0.000 |  |  | 85365080 | 005 Italien | Yes | 27371403 | 27371403 | EC000216 | EC000216 | EC000216 | EC000216 | EC000216 | https://pim.woehner.de/en/produkte/33888000A.html
33892000A | 33892 | switch-disconnector 3-pole | [5 empty] | switch-disconnector 3-pole, box terminal 16 - 50 mm² / AWG 6 - 1, yellow-red handle, 100 A, for mounting plate or mounting rail | Panel | 1 | 71.57 |  |  | 14 | 02 |  |  | 4021267338923 | 52 | 80 | 100 | 6.0 | 26.5 | 0.000 | 0.000 | 0.000 |  |  | 85365080 | 005 Italien | Yes | 27371403 | 27371403 | EC000216 | EC000216 | EC000216 | EC000216 | EC000216 | https://pim.woehner.de/en/produkte/33892000A.html
33893000A | 33893 | switch-disconnector 3-pole + N | N on left side |  |  |  |  | switch-disconnector 3-pole + N, box terminal 16 - 50 mm² / AWG 6 - 1, yellow-red handle, 100 A, N on left side, for mounting plate or mounting rail | Panel | 1 | 90.26 |  |  | 14 | 02 |  |  | 4021267338930 | 69 | 80 | 100 | 8.0 | 40.5 | 0.000 | 0.000 | 0.000 |  |  | 85365080 | 005 Italien | Yes | 27371403 | 27371403 | EC000216 | EC000216 | EC000216 | EC000216 | EC000216 | https://pim.woehner.de/en/produkte/33893000A.html
33906000 | 33906 | comb-type busbar, 3-pole, for 2 NH fuse switch disconnectors |  |  |  | 33217 |  | comb-type busbar, 3-pole, for 2 NH fuse switch disconnectors, 35 mm², for 33217 |  | 4 | 41.31 |  |  | 09 | 51 |  |  | 4021267339067 | 180 | 32 | 15 | 7.9 | 23.0 | 0.434 | 0.000 | 0.000 |  |  | 85389099 | 004 Deutschland | Yes | 27142190 | 27142190 | EC000215 | EC000215 | EC000215 | EC000215 | EC000215 | https://pim.woehner.de/en/produkte/33906000.html
33907000 | 33907 | connecting terminal, front connection | [5 empty] | connecting terminal, front connection, for 3-pole comb-type busbar 35 mm², suitable for NH-fuse-switch-disconnector size 000 with box terminal, 4 - 35 mm² |  | 3 | 14.44 |  |  | 09 | 51 |  |  | 4021267339074 |  |  |  | 0.0 | 4.0 | 0.050 | 0.000 | 0.000 |  |  | 85389099 | 004 Deutschland | Yes | 27142190 | 27142190 | EC002498 | EC002498 | EC002498 | EC002498 | EC002498 | https://pim.woehner.de/en/produkte/33907000.html
33908000 | 33908 | pilot switch for monitoring the switch position |  |  |  | QCS-NH00, QCS-NH1, QCS-160, QCS-320 |  | pilot switch for monitoring the switch position, changeover 250 V AC / 5 A, 30 V DC / 4 A, for QCS-NH00, QCS-NH1, QCS-160, QCS-320 | 60Classic | 1 | 11.54 |  |  | 14 | 51 |  |  | 4021267339081 |  |  |  | 0.0 | 1.1 | 0.000 | 0.000 | 0.056 |  |  | 85389099 | 004 Deutschland | No | 27371492 | 27371492 | EC002498 | EC002498 | EC002498 | EC002498 | EC002498 | https://pim.woehner.de/en/produkte/33908000.html
33909000 | 33909 | box terminal for Cu cables |  |  |  | QCB-NH1, QCS-NH1, QCS-320 |  | box terminal for Cu cables, 35 - 150 mm², QCB-NH1, QCS-NH1, QCS-320, for QCB-NH1, QCS-NH1, QCS-320 | 60Classic | 3 | 18.31 |  |  | 09 | 51 |  |  | 4021267339098 |  |  |  | 0.0 | 10.0 | 0.012 | 0.084 | 0.074 |  |  | 85389099 | 004 Deutschland | Yes | 27142190 | 27142190 | EC002498 | EC002498 | EC002498 | EC002498 | EC002498 | https://pim.woehner.de/en/produkte/33909000.html
33910000 | 33910 | door coupling rotary drive |  |  |  | QCS-NH00, QCS-NH1, QCS-160, QCS-320 |  | door coupling rotary drive, black, with handle, door interlock can be activated, for padlocks, for QCS-NH00, QCS-NH1, QCS-160, QCS-320 |  | 1 | 106.83 |  |  | 14 | 51 |  |  | 4021267339104 |  |  |  | 0.0 | 57.0 | 0.000 | 0.000 | 0.000 |  |  | 85389099 | 004 Deutschland | Yes | 27370415 | 27370415 | EC000230 | EC000230 | EC000230 | EC000230 | EC000230 | https://pim.woehner.de/en/produkte/33910000.html
33911000 | 33911 | door coupling rotary drive |  |  |  | QCS-NH00, QCS-NH1, QCS-160, QCS-320 |  | door coupling rotary drive, yellow-red, with handle, door interlock can be activated, for padlocks, for QCS-NH00, QCS-NH1, QCS-160, QCS-320 |  | 1 | 111.93 |  |  | 14 | 51 |  |  | 4021267339111 |  |  |  | 0.0 | 57.0 | 0.000 | 0.000 | 0.000 |  |  | 85389099 | 004 Deutschland | Yes | 27370415 | 27370415 | EC000230 | EC000230 | EC000230 | EC000230 | EC000230 | https://pim.woehner.de/en/produkte/33911000.html
33912000 | 33912 | extension shaft, 290 mm long |  |  |  | QCS-NH00, QCS-NH1, QCS-160, QCS-320, CP-PV |  | extension shaft, 290 mm long, for QCS-NH00, QCS-NH1, QCS-160, QCS-320, CP-PV |  | 1 | 12.14 |  |  | 14 | 51 |  |  | 4021267339128 |  |  |  | 0.0 | 13.0 | 0.000 | 0.000 | 0.000 |  | 0.000 | 85389099 | 004 Deutschland | Yes | 27371492 | 27371492 | EC000916 | EC000916 | EC000916 | EC000916 | EC000916 | https://pim.woehner.de/en/produkte/33912000.html
33913000 | 33913 | extension shaft, 490 mm long |  |  |  | QCS-NH00, QCS-NH1, QCS-160, QCS-320, CP-PV |  | extension shaft, 490 mm long, for QCS-NH00, QCS-NH1, QCS-160, QCS-320, CP-PV |  | 1 | 21.37 |  |  | 14 | 51 |  |  | 4021267339135 |  |  |  | 0.0 | 22.0 | 0.000 | 0.000 | 0.000 |  | 0.000 | 85389099 | 004 Deutschland | Yes | 27371492 | 27371492 | EC000916 | EC000916 | EC000916 | EC000916 | EC000916 | https://pim.woehner.de/en/produkte/33913000.html
33914000 | 33914 | connecting terminal 120 mm² |  |  |  | QCS-NH00, QCS-160 |  | connecting terminal 120 mm², front connection, for QCS-NH00, QCS-160 |  | 3 | 16.61 |  |  | 14 | 51 |  |  | 4021267339142 | 23 | 80 | 40 | 0.0 | 12.1 | 0.090 | 0.044 | 0.000 |  |  | 85389099 | 004 Deutschland | Yes | 27371492 | 27371492 | EC002498 | EC002498 | EC002498 | EC002498 | EC002498 | https://pim.woehner.de/en/produkte/33914000.html
33915000 | 33915 | connection for auxiliary line, for box terminal |  |  |  | QCB-NH00, QCS-NH00, QCS-160 |  | connection for auxiliary line, for box terminal, flat connector EN 61210 6.3 x 0.8, for QCB-NH00, QCS-NH00, QCS-160 |  | 3 | 3.52 |  |  | 09 | 51 |  |  | 4021267339159 | 14 | 32 | 3 | 0.0 | 0.6 | 0.000 | 0.002 | 0.000 |  |  | 85389099 | 004 Deutschland | Yes | 27142190 | 27142190 | EC002498 | EC002498 | EC002498 | EC002498 | EC002498 | https://pim.woehner.de/en/produkte/33915000.html
33916000 | 33916 | grip lug cover for 03300, 03301 | [5 empty] | grip lug cover for 03300, 03301, NH 1 | 60Classic | 3 | 5.18 |  |  | 10 | 66 |  |  | 4021267339166 |  |  |  | 0.0 | 2.5 | 0.000 | 0.000 | 0.000 |  |  | 85389099 | 004 Deutschland | Yes | 27149217 | 27149217 | EC001660 | EC001660 | EC001660 | EC001660 | EC001660 | https://pim.woehner.de/en/produkte/33916000.html
33917000 | 33917 | pilot switch | [5 empty] | pilot switch, changeover 250 V AC / 5 A, 30 V DC / 4 A, QUADRON®60Classic, QUADRON®Panel size 1 | 60Classic | 1 | 10.06 |  |  | 09 | 51 |  |  | 4021267339173 |  |  |  | 0.0 | 1.3 | 0.000 | 0.000 | 0.056 |  |  | 85389099 | 004 Deutschland | No | 27142190 | 27142190 | EC002498 | EC002498 | EC002498 | EC002498 | EC002498 | https://pim.woehner.de/en/produkte/33917000.html
33918000 | 33918 | arcing chamber |  |  |  | QCB-NH1 |  | arcing chamber, retrofit package for higher utilisation category, for QCB-NH1 |  | 3 | 7.65 |  |  | 09 | 51 |  |  | 4021267339180 |  |  |  | 0.0 | 10.7 | 0.000 | 0.000 | 0.000 |  |  | 85389099 | 004 Deutschland | No | 27142190 | 27142190 | EC002498 | EC002498 | EC002498 | EC002498 | EC002498 | https://pim.woehner.de/en/produkte/33918000.html
33948000A | 33948 | 8 cable brackets | [5 empty] | 8 cable brackets, for mounting current transformers |  | 1 | 8.67 |  |  | 09 | 51 | x |  | 4021267339487 |  |  |  | 0.0 | 0.8 | 0.000 | 0.000 | 0.000 |  |  | 85389099 | 004 Deutschland | Yes | 27142190 | 27142190 | EC002498 | EC002498 | EC002498 | EC002498 | EC002498 | https://pim.woehner.de/en/produkte/33948000A.html
33950000A | 33950 | front cover IP30 |  |  |  | 33777, 33778 |  | front cover IP30, for 33777, 33778 |  | 1 | 91.66 |  |  | 12 | 70 | x |  | 4021267339500 | 99 | 107 | 672 | 0.0 | 10.7 | 0.000 | 0.000 | 0.000 |  |  | 85472000 | 004 Deutschland | Yes | 27142190 | 27142190 | EC002498 | EC002498 | EC002498 | EC002498 | EC002498 | https://pim.woehner.de/en/produkte/33950000A.html
35001000 | 35001 | busbar support, 3-pole, centre |  |  | 30 x 10, double-T and triple-T section |  |  | busbar support, 3-pole, centre | centre feed unit | 1 | 168.47 |  |  | 11 | 15 |  |  | 4021267350017 | 30 | 300 | 300 | 0.0 | 458.0 | 0.000 | 0.000 | 0.000 |  |  | 85469010 | 004 Deutschland | Yes | 27400607 | 27400607 | EC001166 | EC001166 | EC001166 | EC001166 | EC001166 | https://pim.woehner.de/en/produkte/35001000.html
35004000 | 35004 | centre feed unit 2000 A | [5 empty] | centre feed unit 2000 A, for cabinet width 800 mm, usable busbar length 603 mm | centre feed unit | 1 | 778.19 |  |  | 11 | 12 |  |  | 4021267350048 | 783 | 300 | 300 | 63.2 | 2488.0 | 12.720 | 0.000 | 0.000 |  |  | 85389099 | 004 Deutschland | Yes | 27370390 | 27370390 | EC001900 | EC001900 | EC001900 | EC001900 | EC001900 | https://pim.woehner.de/en/produkte/35004000.html
35005000 | 35005 | centre feed unit 2000 A | [5 empty] | centre feed unit 2000 A, for cabinet width 600 mm, usable busbar length 403 mm | centre feed unit | 1 | 648.76 |  |  | 11 | 12 |  |  | 4021267350055 | 583 | 300 | 300 | 43.9 | 1716.0 | 8.799 | 0.000 | 0.000 |  |  | 85389099 | 004 Deutschland | Yes | 27370390 | 27370390 | EC001900 | EC001900 | EC001900 | EC001900 | EC001900 | https://pim.woehner.de/en/produkte/35005000.html
35006000 | 35006 | centre feed unit 1250 A | [5 empty] | centre feed unit 1250 A, for cabinet width 800 mm, usable busbar length 603 mm | centre feed unit | 1 | 619.85 |  |  | 11 | 12 |  |  | 4021267350062 | 783 | 300 | 300 | 66.8 | 1716.0 | 8.644 | 0.000 | 0.000 |  |  | 85389099 | 004 Deutschland | Yes | 27370390 | 27370390 | EC001900 | EC001900 | EC001900 | EC001900 | EC001900 | https://pim.woehner.de/en/produkte/35006000.html
35007000 | 35007 | centre feed unit 1250 A | [5 empty] | centre feed unit 1250 A, for cabinet width 600 mm, usable busbar length 403 mm | centre feed unit | 1 | 551.19 |  |  | 11 | 12 |  |  | 4021267350079 | 583 | 300 | 300 | 46.4 | 1434.0 | 6.018 | 0.000 | 0.000 |  |  | 85389099 | 004 Deutschland | Yes | 27370390 | 27370390 | EC001900 | EC001900 | EC001900 | EC001900 | EC001900 | https://pim.woehner.de/en/produkte/35007000.html
35008000 | 35008 | busbar support, lateral |  |  | 30 x 10, double-T and triple-T section |  |  | busbar support, lateral | centre feed unit | 2 | 163.42 |  |  | 11 | 15 |  |  | 4021267350086 | 30 | 300 | 300 | 0.0 | 458.0 | 0.000 | 0.000 | 0.000 |  |  | 85469010 | 004 Deutschland | Yes | 27400607 | 27400607 | EC001166 | EC001166 | EC001166 | EC001166 | EC001166 | https://pim.woehner.de/en/produkte/35008000.html
35009000 | 35009 | busbar support, 4-pole, centre |  |  | 30 x 10, double-T section |  |  | busbar support, 4-pole, centre | centre feed unit | 1 | 168.47 |  |  | 11 | 15 |  |  | 4021267350093 | 30 | 300 | 300 | 0.0 | 458.0 | 0.000 | 0.000 | 0.000 |  |  | 85469010 | 004 Deutschland | Yes | 27400607 | 27400607 | EC001166 | EC001166 | EC001166 | EC001166 | EC001166 | https://pim.woehner.de/en/produkte/35009000.html
35015000 | 35015 | centre feed unit 3200 A | [5 empty] | centre feed unit 3200 A, for cabinet width 600 mm, usable busbar length 403 mm | centre feed unit | 1 | 801.76 |  |  | 11 | 12 |  |  | 4021267350154 | 583 | 300 | 300 | 45.7 | 2200.0 | 13.944 | 0.000 | 0.000 |  |  | 85389099 | 004 Deutschland | Yes | 27370390 | 27370390 | EC001900 | EC001900 | EC001900 | EC001900 | EC001900 | https://pim.woehner.de/en/produkte/35015000.html
35016000 | 35016 | centre feed unit 3200 A | [5 empty] | centre feed unit 3200 A, for cabinet width 800 mm, usable busbar length 603 mm | centre feed unit | 1 | 977.59 |  |  | 11 | 12 |  |  | 4021267350161 | 783 | 300 | 300 | 65.9 | 2940.0 | 20.170 | 0.000 | 0.000 |  |  | 85389099 | 004 Deutschland | Yes | 27370390 | 27370390 | EC001900 | EC001900 | EC001900 | EC001900 | EC001900 | https://pim.woehner.de/en/produkte/35016000.html
35017000 | 35017 | additional cover holder | [5 empty] | additional cover holder, for centre feed unit | centre feed unit | 4 | 2.50 |  |  | 11 | 15 |  |  | 4021267350178 | 25 | 20 | 47 | 0.0 | 1.4 | 0.000 | 0.000 | 0.000 |  |  | 85389099 | 004 Deutschland | Yes | 27370390 | 27370390 | EC002498 | EC002498 | EC002498 | EC002498 | EC002498 | https://pim.woehner.de/en/produkte/35017000.html
36003000D | 36003 | busbar adapter 16 A |  |  | 12, 15, 20, 25, 30 x 5, 10 and section busbars |  |  | busbar adapter 16 A, 1 fixed mounting rail, with fuse-carrier 10x38 / Class CC, 22.5 x 200, with removable upper section and leads AWG 14 (2.5 mm²) | 60Classic | 1 | 73.15 |  |  | 05 | 21 |  |  | 4021267360030 | 22.5 | 122 | 200 | 3.0 | 20.0 | 0.033 | 0.000 | 0.000 |  | 0.000 | 85369095 | 004 Deutschland | Yes | 27370304 | 27370304 | EC001531 | EC001531 | EC001531 | EC001531 | EC001531 | https://pim.woehner.de/en/produkte/36003000D.html
36009000A | 36009 | adapter 16 A | [5 empty] | adapter 16 A, 1 fixed mounting rail, with fuse-carrier 10x38 / Class CC, 22.5 x 160, with leads AWG 14 (2.5 mm²) | CrossBoard® 125A / 250A | 1 | 49.53 |  |  | 05 | 21 |  |  | 4021267360092 | 22.5 | 85 | 160 | 4.0 | 12.9 | 0.027 | 0.000 | 0.000 |  | 0.000 | 85369095 | 004 Deutschland | Yes | 27370304 | 27370304 | EC001531 | EC001531 | EC001531 | EC001531 | EC001531 | https://pim.woehner.de/en/produkte/36009000A.html
36050000A | 36050 | switch-disconnector-fuse, 3-pole |  | connection bottom |  |  |  | switch-disconnector-fuse, 3-pole, for fuses 10x38, 16 A / 3P, double-breaking, operator independent switching (snap-action mechanism), connection bottom | CrossBoard® 125A / 250A | 1 | 112.78 |  |  | 01 | 42 |  |  | 4021267360504 | 22.5 | 88 | 180 | 29.0 | 17.5 | 0.027 | 0.000 | 0.000 |  | 0.000 | 85361050 | 004 Deutschland | Yes | 27371401 | 27371401 | EC001040 | EC001040 | EC001040 | EC001040 | EC001040 | https://pim.woehner.de/en/produkte/36050000A.html
36100000B | 36100 | hybrid motor starter, 3-pole | [5 empty] | hybrid motor starter, 3-pole, direct and reversing starter 0.075 - 0.6 A / switch for resistive loads 0.075 - 0.6 A, for mounting rail | Panel | 1 | 274.09 |  |  | 21 | 03 |  |  | 4021267361006 | 22.5 | 149 | 185 | 2.8 | 58.1 | 0.030 | 0.0048 | 0.000 |  |  | 85364900 | 004 Deutschland | Yes | 27370804 | 27370804 | EC001037 | EC001037 | EC001037 | EC001037 | EC001037 | https://pim.woehner.de/en/produkte/36100000B.html
36101000B | 36101 | hybrid motor starter, 3-pole |  |  | 12 x 5, 10 |  |  | hybrid motor starter, 3-pole, direct and reversing starter 0.075 - 0.6 A / switch for resistive loads 0.075 - 0.6 A | 30Compact 3P | 1 | 283.70 |  |  | 21 | 06 |  |  | 4021267361013 | 22.5 | 156 | 160 | 2.8 | 55.3 | 0.024 | 0.000 | 0.000 |  |  | 85364900 | 004 Deutschland | Yes | 27370804 | 27370804 | EC001037 | EC001037 | EC001037 | EC001037 | EC001037 | https://pim.woehner.de/en/produkte/36101000B.html
36102000B | 36102 | hybrid motor starter, 3-pole |  |  | 12, 15, 20, 25, 30 x 5, 10 and section busbars |  |  | hybrid motor starter, 3-pole, direct and reversing starter 0.075 - 0.6 A / switch for resistive loads 0.075 - 0.6 A | 60Classic | 1 | 271.79 |  |  | 21 | 09 |  |  | 4021267361020 | 22.5 | 156 | 200 | 2.8 | 56.1 | 0.024 | 0.000 | 0.000 |  |  | 85364900 | 004 Deutschland | Yes | 27370804 | 27370804 | EC001037 | EC001037 | EC001037 | EC001037 | EC001037 | https://pim.woehner.de/en/produkte/36102000B.html
36103000B | 36103 | hybrid motor starter, 3-pole | [5 empty] | hybrid motor starter, 3-pole, direct and reversing starter 0.18 - 2.4 A / switch for resistive loads 0.18 - 2.4 A, for mounting rail | Panel | 1 | 274.09 |  |  | 21 | 03 |  |  | 4021267361037 | 22.5 | 149 | 185 | 5.5 | 58.5 | 0.030 | 0.0048 | 0.000 |  |  | 85364900 | 004 Deutschland | Yes | 27370804 | 27370804 | EC001037 | EC001037 | EC001037 | EC001037 | EC001037 | https://pim.woehner.de/en/produkte/36103000B.html
36104000B | 36104 | hybrid motor starter, 3-pole |  |  | 12 x 5, 10 |  |  | hybrid motor starter, 3-pole, direct and reversing starter 0.18 - 2.4 A / switch for resistive loads 0.18 - 2.4 A | 30Compact 3P | 1 | 283.70 |  |  | 21 | 06 |  |  | 4021267361044 | 22.5 | 156 | 160 | 5.5 | 55.8 | 0.024 | 0.000 | 0.000 |  |  | 85364900 | 004 Deutschland | Yes | 27370804 | 27370804 | EC001037 | EC001037 | EC001037 | EC001037 | EC001037 | https://pim.woehner.de/en/produkte/36104000B.html
36105000B | 36105 | hybrid motor starter, 3-pole |  |  | 12, 15, 20, 25, 30 x 5, 10 and section busbars |  |  | hybrid motor starter, 3-pole, direct and reversing starter 0.18 - 2.4 A / switch for resistive loads 0.18 - 2.4 A | 60Classic | 1 | 271.79 |  |  | 21 | 09 |  |  | 4021267361051 | 22.5 | 156 | 200 | 5.5 | 56.5 | 0.024 | 0.000 | 0.000 |  |  | 85364900 | 004 Deutschland | Yes | 27370804 | 27370804 | EC001037 | EC001037 | EC001037 | EC001037 | EC001037 | https://pim.woehner.de/en/produkte/36105000B.html
36106000B | 36106 | hybrid motor starter, 3-pole | [5 empty] | hybrid motor starter, 3-pole, direct and reversing starter 1.5 - 6.5 A / switch for resistive loads 1.5 - 9.0 A, for mounting rail | Panel | 1 | 274.09 |  |  | 21 | 03 |  |  | 4021267361068 | 22.5 | 149 | 185 | 12.0 | 59.2 | 0.030 | 0.0048 | 0.000 |  |  | 85364900 | 004 Deutschland | Yes | 27370804 | 27370804 | EC001037 | EC001037 | EC001037 | EC001037 | EC001037 | https://pim.woehner.de/en/produkte/36106000B.html
36107000B | 36107 | hybrid motor starter, 3-pole |  |  | 12 x 5, 10 |  |  | hybrid motor starter, 3-pole, direct and reversing starter 1.5 - 6.5 A / switch for resistive loads 1.5 - 9.0 A | 30Compact 3P | 1 | 283.70 |  |  | 21 | 06 |  |  | 4021267361075 | 22.5 | 156 | 160 | 12.0 | 55.9 | 0.024 | 0.000 | 0.000 |  |  | 85364900 | 004 Deutschland | Yes | 27370804 | 27370804 | EC001037 | EC001037 | EC001037 | EC001037 | EC001037 | https://pim.woehner.de/en/produkte/36107000B.html
36108000B | 36108 | hybrid motor starter, 3-pole |  |  | 12, 15, 20, 25, 30 x 5, 10 and section busbars |  |  | hybrid motor starter, 3-pole, direct and reversing starter 1.5 - 6.5 A / switch for resistive loads 1.5 - 9.0 A | 60Classic | 1 | 271.79 |  |  | 21 | 09 |  |  | 4021267361082 | 22.5 | 156 | 200 | 12.0 | 56.6 | 0.024 | 0.000 | 0.000 |  |  | 85364900 | 004 Deutschland | Yes | 27370804 | 27370804 | EC001037 | EC001037 | EC001037 | EC001037 | EC001037 | https://pim.woehner.de/en/produkte/36108000B.html
36109000A | 36109 | hybrid motor starter, 3-pole | [5 empty] | hybrid motor starter, 3-pole, electronic unit direct and reversing starter 0.075 - 0.6 A / switch for resistive loads 0.075 - 0.6 A | CrossBoard® 125A / 250A | 1 | 261.29 |  |  | 21 | 01 |  |  | 4021267361099 | 22.5 | 120 | 160 | 2.8 | 50.9 | 0.013 | 0.000 | 0.000 |  |  | 85364900 | 004 Deutschland | Yes | 27370804 | 27370804 | EC001037 | EC001037 | EC001037 | EC001037 | EC001037 | https://pim.woehner.de/en/produkte/36109000A.html
36110000A | 36110 | hybrid motor starter, 3-pole | [5 empty] | hybrid motor starter, 3-pole, electronic unit direct and reversing starter 0.18 - 2.4 A / switch for resistive loads 0.18 - 2.4 A | CrossBoard® 125A / 250A | 1 | 261.29 |  |  | 21 | 01 |  |  | 4021267361105 | 22.5 | 120 | 160 | 5.5 | 50.7 | 0.013 | 0.000 | 0.000 |  |  | 85364900 | 004 Deutschland | Yes | 27370804 | 27370804 | EC001037 | EC001037 | EC001037 | EC001037 | EC001037 | https://pim.woehner.de/en/produkte/36110000A.html
36111000A | 36111 | hybrid motor starter, 3-pole | [5 empty] | hybrid motor starter, 3-pole, electronic unit direct and reversing starter 1.5 - 6.5 A / switch for resistive loads 1.5 - 9.0 A | CrossBoard® 125A / 250A | 1 | 261.29 |  |  | 21 | 01 |  |  | 4021267361112 | 22.5 | 120 | 160 | 12.0 | 51.4 | 0.013 | 0.000 | 0.000 |  |  | 85364900 | 004 Deutschland | Yes | 27370804 | 27370804 | EC001037 | EC001037 | EC001037 | EC001037 | EC001037 | https://pim.woehner.de/en/produkte/36111000A.html
36112000B | 36112 | adapter for MOTUS®Panel | [5 empty] | adapter for MOTUS®Panel, for mounting rail | Panel | 1 | 27.56 |  |  | 05 | 58 |  |  | 4021267361129 | 22.5 | 33 | 185 | 0.5 | 12.8 | 0.013 | 0.0048 | 0.000 |  | 0.000 | 85369095 | 004 Deutschland | Yes | 27370304 | 27370304 | EC002615 | EC002615 | EC002615 | EC002615 | EC002615 | https://pim.woehner.de/en/produkte/36112000B.html
36114000B | 36114 | spare part busbar adapter 25 A | [5 empty] | spare part busbar adapter 25 A, busbar adapter base | 60Classic | 1 | 11.05 |  |  | 05 | 58 |  |  | 4021267361143 | 22.5 | 42 | 200 | 0.3 | 11.0 | 0.007 | 0.000 | 0.000 |  | 0.000 | 85369095 | 004 Deutschland | Yes | 27370304 | 27370304 | EC001531 | EC001531 | EC001531 | EC001531 | EC001531 | https://pim.woehner.de/en/produkte/36114000B.html
36123000A | 36123 | hybrid motor starter, 3-pole | [5 empty] | hybrid motor starter, 3-pole, direct and reversing starter 0.18 - 3.0 A / switch for resistive loads 0.18 - 3.0 A, with IO-Link interface, for mounting rail | Panel | 1 | 400.15 |  |  | 21 | 03 |  | x | 4021267361235 | 22.5 | 149 | 185 | 6.0 | 59.2 | 0.030 | 0.0048 | 0.000 |  |  | 85364900 | 004 Deutschland | Yes | 27370804 | 27370804 | EC001037 | EC001037 | EC001037 | EC001037 | EC001037 | https://pim.woehner.de/en/produkte/36123000A.html
36124000A | 36124 | hybrid motor starter, 3-pole |  |  | 12 x 5, 10 |  |  | hybrid motor starter, 3-pole, direct and reversing starter 0.18 - 3.0 A / switch for resistive loads 0.18 - 3.0 A, with IO-Link interface | 30Compact 3P | 1 | 435.83 |  |  | 21 | 06 |  | x | 4021267361242 | 22.5 | 114.5 | 160 | 6.0 | 55.9 | 0.024 | 0.000 | 0.000 |  |  | 85364900 | 004 Deutschland | Yes | 27370804 | 27370804 | EC001037 | EC001037 | EC001037 | EC001037 | EC001037 | https://pim.woehner.de/en/produkte/36124000A.html
36125000A | 36125 | hybrid motor starter, 3-pole |  |  | 12, 15, 20, 25, 30 x 5, 10 and section busbars |  |  | hybrid motor starter, 3-pole, direct and reversing starter 0.18 - 3.0 A / switch for resistive loads 0.18 - 3.0 A, with IO-Link interface | 60Classic | 1 | 397.95 |  |  | 21 | 09 |  | x | 4021267361259 | 22.5 | 149 | 200 | 6.0 | 56.6 | 0.024 | 0.000 | 0.000 |  |  | 85364900 | 004 Deutschland | Yes | 27370804 | 27370804 | EC001037 | EC001037 | EC001037 | EC001037 | EC001037 | https://pim.woehner.de/en/produkte/36125000A.html
36126000A | 36126 | hybrid motor starter, 3-pole | [5 empty] | hybrid motor starter, 3-pole, direct and reversing starter 1.5 - 7.0 A / switch for resistive loads 1.5 - 9.0 A, with IO-Link interface, for mounting rail | Panel | 1 | 400.15 |  |  | 21 | 03 |  | x | 4021267361266 | 22.5 | 149 | 185 | 12.0 | 59.2 | 0.030 | 0.0048 | 0.000 |  |  | 85364900 | 004 Deutschland | Yes | 27370804 | 27370804 | EC001037 | EC001037 | EC001037 | EC001037 | EC001037 | https://pim.woehner.de/en/produkte/36126000A.html
36127000A | 36127 | hybrid motor starter, 3-pole |  |  | 12 x 5, 10 |  |  | hybrid motor starter, 3-pole, direct and reversing starter 1.5 - 7.0 A / switch for resistive loads 1.5 - 9.0 A, with IO-Link interface | 30Compact 3P | 1 | 435.83 |  |  | 21 | 06 |  | x | 4021267361273 | 22.5 | 114.5 | 160 | 12.0 | 55.9 | 0.024 | 0.000 | 0.000 |  |  | 85364900 | 004 Deutschland | Yes | 27370804 | 27370804 | EC001037 | EC001037 | EC001037 | EC001037 | EC001037 | https://pim.woehner.de/en/produkte/36127000A.html
36128000A | 36128 | hybrid motor starter, 3-pole |  |  | 12, 15, 20, 25, 30 x 5, 10 and section busbars |  |  | hybrid motor starter, 3-pole, direct and reversing starter 1.5 - 7.0 A / switch for resistive loads 1.5 - 9.0 A, with IO-Link interface | 60Classic | 1 | 397.95 |  |  | 21 | 09 |  | x | 4021267361280 | 22.5 | 149 | 200 | 12.0 | 56.6 | 0.024 | 0.000 | 0.000 |  |  | 85364900 | 004 Deutschland | Yes | 27370804 | 27370804 | EC001037 | EC001037 | EC001037 | EC001037 | EC001037 | https://pim.woehner.de/en/produkte/36128000A.html
36130000A | 36130 | hybrid motor starter, 3-pole | [5 empty] | hybrid motor starter, 3-pole, electronic unit direct and reversing starter 0.18 - 3.0 A / switch for resistive loads 0.18 - 3.0 A, with IO-Link interface | CrossBoard® 125A / 250A | 1 | 406.78 |  |  | 21 | 01 |  | x | 4021267361303 | 22.5 | 120 | 160 | 6.0 | 51.4 | 0.017 | 0.000 | 0.000 |  |  | 85364900 | 004 Deutschland | Yes | 27370804 | 27370804 | EC001037 | EC001037 | EC001037 | EC001037 | EC001037 | https://pim.woehner.de/en/produkte/36130000A.html
36131000A | 36131 | hybrid motor starter, 3-pole | [5 empty] | hybrid motor starter, 3-pole, electronic unit direct and reversing starter 1.5 - 7.0 A / switch for resistive loads 1.5 - 9.0 A, with IO-Link interface | CrossBoard® 125A / 250A | 1 | 406.78 |  |  | 21 | 01 |  | x | 4021267361310 | 22.5 | 120 | 160 | 12.0 | 51.4 | 0.017 | 0.000 | 0.000 |  |  | 85364900 | 004 Deutschland | Yes | 27370804 | 27370804 | EC001037 | EC001037 | EC001037 | EC001037 | EC001037 | https://pim.woehner.de/en/produkte/36131000A.html
36152000A | 36152 | hybrid switch, 3-pole or 1-pole switchable |  |  | 12 x 5, 10 |  |  | hybrid switch, 3-pole or 1-pole switchable, switch for resistive loads 25.0 A, for applications IEC, for resistive loads | 30Compact 3P | 1 | 510.55 |  |  | 21 | 15 |  | x | 4021267361525 | 36 | 144 | 160 | 20.0 | 62.8 | 0.026 | 0.000 | 0.000 |  |  | 85364900 | 004 Deutschland | Yes | 27370804 | 27370804 | EC001037 | EC001037 | EC001037 | EC001037 | EC001037 | https://pim.woehner.de/en/produkte/36152000A.html
36153000A | 36153 | hybrid switch, 3-pole or 1-pole switchable |  |  | 12, 15, 20, 25, 30 x 5, 10 and section busbars |  |  | hybrid switch, 3-pole or 1-pole switchable, switch for resistive loads 25.0 A, for applications IEC, for resistive loads | 60Classic | 1 | 466.98 |  |  | 21 | 18 |  | x | 4021267361532 | 36 | 144 | 200 | 20.0 | 45.8 | 0.026 | 0.000 | 0.000 |  |  | 85364900 | 004 Deutschland | Yes | 27370804 | 27370804 | EC001037 | EC001037 | EC001037 | EC001037 | EC001037 | https://pim.woehner.de/en/produkte/36153000A.html
36154000A | 36154 | hybrid switch, 3-pole or 1-pole switchable | [5 empty] | hybrid switch, 3-pole or 1-pole switchable, electronic unit switch for resistive loads 25.0 A, for applications IEC, for resistive loads | CrossBoard® 125A / 250A, CrossBoard® 800 A | 1 | 454.44 |  |  | 21 | 11 |  | x | 4021267361549 | 36 | 130 | 160 | 20.0 | 55.2 | 0.014 | 0.000 | 0.000 |  |  | 85364900 | 004 Deutschland | Yes | 27370804 | 27370804 | EC001037 | EC001037 | EC001037 | EC001037 | EC001037 | https://pim.woehner.de/en/produkte/36154000A.html
36155000A | 36155 | spare part busbar adapter 25 A |  |  | 12 x 5, 10 |  |  | spare part busbar adapter 25 A, busbar adapter base | 30Compact 3P | 1 | 18.18 |  |  | 05 | 58 |  | x | 4021267361556 | 36 | 42 | 160 |  | 10.6 | 0.013 | 0.000 | 0.000 |  | 0.000 | 85369095 | 004 Deutschland | Yes | 27370304 | 27370304 | EC001531 | EC001531 | EC001531 | EC001531 | EC001531 | https://pim.woehner.de/en/produkte/36155000A.html
36156000A | 36156 | spare part busbar adapter 25 A |  |  | 12, 15, 20, 25, 30 x 10 and section busbars |  |  | spare part busbar adapter 25 A, busbar adapter base | 60Classic | 1 | 17.70 |  |  | 05 | 58 |  | x | 4021267361563 | 36 | 42 | 200 |  | 10.8 | 0.013 | 0.000 | 0.000 |  | 0.000 | 85369095 | 004 Deutschland | Yes | 27370304 | 27370304 | EC001531 | EC001531 | EC001531 | EC001531 | EC001531 | https://pim.woehner.de/en/produkte/36156000A.html
36157000A | 36157 | hybrid switch, 3-pole or 1-pole switchable |  |  | 12 x 5, 10 |  |  | hybrid switch, 3-pole or 1-pole switchable, switch for resistive loads 20.0 A, for applications UL, for resistive loads | 30Compact 3P | 1 | 581.66 |  |  | 21 | 15 |  | x | 4021267361570 | 36 | 144 | 160 | 20.0 | 45.2 | 0.026 | 0.000 | 0.000 |  |  | 85364900 | 004 Deutschland | Yes | 27370804 | 27370804 | EC001037 | EC001037 | EC001037 | EC001037 | EC001037 | https://pim.woehner.de/en/produkte/36157000A.html
36158000A | 36158 | hybrid switch, 3-pole or 1-pole switchable |  |  | 12, 15, 20, 25, 30 x 5, 10 and section busbars |  |  | hybrid switch, 3-pole or 1-pole switchable, switch for resistive loads 20.0 A, for applications UL, for resistive loads | 60Classic | 1 | 531.85 |  |  | 21 | 18 |  | x | 4021267361587 | 36 | 144 | 200 | 20.0 | 45.8 | 0.026 | 0.000 | 0.000 |  |  | 85364900 | 004 Deutschland | Yes | 27370804 | 27370804 | EC001037 | EC001037 | EC001037 | EC001037 | EC001037 | https://pim.woehner.de/en/produkte/36158000A.html
36159000A | 36159 | hybrid switch, 3-pole or 1-pole switchable | [5 empty] | hybrid switch, 3-pole or 1-pole switchable, electronic unit switch for resistive loads 20.0 A, for applications UL, for resistive loads | CrossBoard® 125A / 250A, CrossBoard® 800 A | 1 | 513.17 |  |  | 21 | 11 |  | x | 4021267361594 | 36 | 130 | 160 | 20.0 | 55.2 | 0.014 | 0.000 | 0.000 |  |  | 85364900 | 004 Deutschland | Yes | 27370804 | 27370804 | EC001037 | EC001037 | EC001037 | EC001037 | EC001037 | https://pim.woehner.de/en/produkte/36159000A.html
36179000A | 36179 | electronic switch, 3-pole or 1-pole switchable | [5 empty] | electronic switch, 3-pole or 1-pole switchable, electronic unit switch for resistive loads 0.1 to 2.6 A, with IO-Link interface, with display | CrossBoard® 125A / 250A, CrossBoard® 800 A | 1 | 434.20 |  | 45.00 | 21 | 45 | x |  | 4021267361792 | 22.5 | 132 | 160 | 20.0 | 51.4 | 0.003 | 0.000 | 0.060 |  |  | 85364900 | 004 Deutschland | Yes | 27370804 | 27370804 | EC001037 | EC001037 | EC001037 | EC001037 | EC001037 | https://pim.woehner.de/en/produkte/36179000A.html
36183000A | 36183 | electronic switch, 3-pole or 1-pole switchable | [5 empty] | electronic switch, 3-pole or 1-pole switchable, electronic unit switch for resistive loads 0.1 to 6.6 A, with IO-Link interface, with display | CrossBoard® 125A / 250A, CrossBoard® 800 A | 1 | 486.85 |  | 55.00 | 21 | 45 | x |  | 4021267361839 | 22.5 | 132 | 160 | 20.0 | 51.4 | 0.003 | 0.000 | 0.060 |  |  | 85364900 | 004 Deutschland | Yes | 27370804 | 27370804 | EC001037 | EC001037 | EC001037 | EC001037 | EC001037 | https://pim.woehner.de/en/produkte/36183000A.html
36200000A | 36200 | power supply 10 A | [5 empty] | power supply 10 A, 400 V AC / 24 V DC, with push-in terminals | CrossBoard® 125A / 250A, CrossBoard® 800 A | 1 | 390.56 |  |  | 21 | 40 |  |  | 4021267362003 | 45 | 130 | 160 | 12.8 | 71.8 | 0.002 | 0.000 | 0.024 |  |  | 85044083 | 061 Tschechien | Yes | 27142325 | 27142325 | EC002540 | EC002540 | EC002540 | EC002540 | EC002540 | https://pim.woehner.de/en/produkte/36200000A.html
36201000A | 36201 | power supply 10 A |  |  | 12 x 5, 10 |  |  | power supply 10 A, 400 V AC / 24 V DC, with push-in terminals | 30Compact 3P | 1 | 430.56 |  |  | 21 | 41 |  |  | 4021267362010 | 45 | 172 | 160 | 13.2 | 71.8 | 0.042 | 0.000 | 0.351 |  |  | 85044083 | 061 Tschechien | Yes | 27142325 | 27142325 | EC002540 | EC002540 | EC002540 | EC002540 | EC002540 | https://pim.woehner.de/en/produkte/36201000A.html
36202000A | 36202 | power supply 10 A |  |  | 12, 15, 20, 25, 30 x 5, 10 and section busbars |  |  | power supply 10 A, 400 V AC / 24 V DC, with push-in terminals | 60Classic | 1 | 393.19 |  |  | 21 | 42 |  |  | 4021267362027 | 45 | 172 | 200 | 13.2 | 71.8 | 0.042 | 0.000 | 0.351 |  |  | 85044083 | 061 Tschechien | Yes | 27142325 | 27142325 | EC002540 | EC002540 | EC002540 | EC002540 | EC002540 | https://pim.woehner.de/en/produkte/36202000A.html
36203000A | 36203 | power supply 20 A | [5 empty] | power supply 20 A, 380 - 500 V AC / 24 V DC, with push-in terminals | CrossBoard® 125A / 250A, CrossBoard® 800 A | 1 | 625.00 |  |  | 21 | 40 | x |  | 4021267362034 | 49.5 | 150 | 160 | 16.9 | 75.0 | 0.003 | 0.000 | 0.045 |  |  | 85044083 | 061 Tschechien |  | 27142325 | 27142325 | EC002540 | EC002540 | EC002540 | EC002540 | EC002540 | https://pim.woehner.de/en/produkte/36203000A.html
36204000A | 36204 | power supply 20 A |  |  | 12 x 5, 10 |  |  | power supply 20 A, 380 - 500 V AC / 24 V DC, with push-in terminals | 30Compact 3P | 1 | 645.00 |  |  | 21 | 41 | x |  | 4021267362041 | 49.5 | 192 | 160 | 16.9 | 86.2 | 0.044 | 0.000 | 0.372 |  |  | 85044083 | 061 Tschechien |  | 27142325 | 27142325 | EC002540 | EC002540 | EC002540 | EC002540 | EC002540 | https://pim.woehner.de/en/produkte/36204000A.html
36205000A | 36205 | power supply 20 A |  |  | 12, 15, 20, 25, 30 x 5, 10 and section busbars |  |  | power supply 20 A, 380 - 500 V AC / 24 V DC, with push-in terminals | 60Classic | 1 | 645.00 |  |  | 21 | 42 | x |  | 4021267362058 | 49.5 | 192 | 200 | 16.9 | 87.7 | 0.044 | 0.000 | 0.372 |  |  | 85044083 | 061 Tschechien |  | 27142325 | 27142325 | EC002540 | EC002540 | EC002540 | EC002540 | EC002540 | https://pim.woehner.de/en/produkte/36205000A.html
36206000A | 36206 | spare part busbar adapter 25 A |  |  | 12 x 5, 10 |  |  | spare part busbar adapter 25 A, busbar adapter base | 30Compact 3P | 1 | 24.81 |  |  | 05 | 58 |  | x | 4021267362065 | 45 | 41.5 | 160 |  | 10.6 | 0.041 | 0.000 | 0.327 |  | 0.000 | 85369095 | 004 Deutschland | Yes | 27370304 | 27370304 | EC001531 | EC001531 | EC001531 | EC001531 | EC001531 | https://pim.woehner.de/en/produkte/36206000A.html
36207000A | 36207 | spare part busbar adapter 25 A |  |  | 12, 15, 20, 25, 30 x 5, 10 and section busbars |  |  | spare part busbar adapter 25 A, busbar adapter base | 60Classic | 1 | 22.98 |  |  | 05 | 58 | x |  | 4021267362072 | 45 | 41.5 | 200 |  | 10.6 | 0.041 | 0.000 | 0.327 |  | 0.000 | 85369095 | 004 Deutschland | Yes | 27370304 | 27370304 | EC001531 | EC001531 | EC001531 | EC001531 | EC001531 | https://pim.woehner.de/en/produkte/36207000A.html
36255000A | 36255 | electronic motor starter, 3-pole or 1-pole switchable | [5 empty] | electronic motor starter, 3-pole or 1-pole switchable, direct and reversing starter 0.1 - 2.6 A, with IO-Link interface, with display, for mounting rail | Panel | 1 | 514.16 |  | 45.00 | 21 | 33 | x |  | 4021267362553 | 22.5 | 161 | 185 | 20.0 | 64.2 | 0.016 | 0.0048 | 0.060 |  |  | 85364900 | 004 Deutschland | Yes | 27370804 | 27370804 | EC001037 | EC001037 | EC001037 | EC001037 | EC001037 | https://pim.woehner.de/en/produkte/36255000A.html
36256000A | 36256 | electronic motor starter, 3-pole or 1-pole switchable | [5 empty] | electronic motor starter, 3-pole or 1-pole switchable, direct and reversing starter 0.1 - 2.6 A, with IO-Link interface, with display | 30Compact 3P | 1 | 506.92 |  | 45.00 | 21 | 36 | x |  | 4021267362560 | 22.5 | 174 | 160 | 20.0 | 60.7 | 0.010 | 0.000 | 0.060 |  |  | 85364900 | 004 Deutschland | Yes | 27370804 | 27370804 | EC001037 | EC001037 | EC001037 | EC001037 | EC001037 | https://pim.woehner.de/en/produkte/36256000A.html
36257000A | 36257 | electronic motor starter, 3-pole or 1-pole switchable | [5 empty] | electronic motor starter, 3-pole or 1-pole switchable, direct and reversing starter 0.1 - 2.6 A, with IO-Link interface, with display | 60Classic | 1 | 506.92 |  | 45.00 | 21 | 38 | x |  | 4021267362577 | 22.5 | 174 | 200 | 20.0 | 62.4 | 0.010 | 0.000 | 0.060 |  |  | 85364900 | 004 Deutschland | Yes | 27370804 | 27370804 | EC001037 | EC001037 | EC001037 | EC001037 | EC001037 | https://pim.woehner.de/en/produkte/36257000A.html
36258000A | 36258 | electronic motor starter, 3-pole or 1-pole switchable | [5 empty] | electronic motor starter, 3-pole or 1-pole switchable, direct and reversing starter 0.1 - 2.6 A, with IO-Link interface, with display | CrossBoard® 125A / 250A, CrossBoard® 800 A | 1 | 455.48 |  | 45.00 | 21 | 31 | x |  | 4021267362584 | 22.5 | 132 | 160 | 20.0 | 51.4 | 0.003 | 0.000 | 0.060 |  |  | 85364900 | 004 Deutschland | Yes | 27370804 | 27370804 | EC001037 | EC001037 | EC001037 | EC001037 | EC001037 | https://pim.woehner.de/en/produkte/36258000A.html
36259000A | 36259 | electronic motor starter, 3-pole or 1-pole switchable | [5 empty] | electronic motor starter, 3-pole or 1-pole switchable, direct and reversing starter 0.1 - 6.6 A, with IO-Link interface, with display, for mounting rail | Panel | 1 | 576.50 |  | 55.00 | 21 | 33 | x |  | 4021267362591 | 22.5 | 161 | 185 | 20.0 | 64.2 | 0.016 | 0.0048 | 0.060 |  |  | 85364900 | 004 Deutschland | Yes | 27370804 | 27370804 | EC001037 | EC001037 | EC001037 | EC001037 | EC001037 | https://pim.woehner.de/en/produkte/36259000A.html
36260000A | 36260 | electronic motor starter, 3-pole or 1-pole switchable | [5 empty] | electronic motor starter, 3-pole or 1-pole switchable, direct and reversing starter 0.1 - 6.6 A, with IO-Link interface, with display | 30Compact 3P | 1 | 568.33 |  | 55.00 | 21 | 36 | x |  | 4021267362607 | 22.5 | 174 | 160 | 20.0 | 60.7 | 0.010 | 0.000 | 0.060 |  |  | 85364900 | 004 Deutschland | Yes | 27370804 | 27370804 | EC001037 | EC001037 | EC001037 | EC001037 | EC001037 | https://pim.woehner.de/en/produkte/36260000A.html
36261000A | 36261 | electronic motor starter, 3-pole or 1-pole switchable | [5 empty] | electronic motor starter, 3-pole or 1-pole switchable, direct and reversing starter 0.1 - 6.6 A, with IO-Link interface, with display | 60Classic | 1 | 568.33 |  | 55.00 | 21 | 38 | x |  | 4021267362614 | 22.5 | 174 | 200 | 20.0 | 62.4 | 0.010 | 0.000 | 0.060 |  |  | 85364900 | 004 Deutschland | Yes | 27370804 | 27370804 | EC001037 | EC001037 | EC001037 | EC001037 | EC001037 | https://pim.woehner.de/en/produkte/36261000A.html
36262000A | 36262 | electronic motor starter, 3-pole or 1-pole switchable | [5 empty] | electronic motor starter, 3-pole or 1-pole switchable, direct and reversing starter 0.1 - 6.6 A, with IO-Link interface, with display | CrossBoard® 125A / 250A, CrossBoard® 800 A | 1 | 510.71 |  | 55.00 | 21 | 31 | x |  | 4021267362621 | 22.5 | 132 | 160 | 20.0 | 51.4 | 0.003 | 0.000 | 0.060 |  |  | 85364900 | 004 Deutschland | Yes | 27370804 | 27370804 | EC001037 | EC001037 | EC001037 | EC001037 | EC001037 | https://pim.woehner.de/en/produkte/36262000A.html
36400000A | 36400 | measuring module 100 A | [5 empty] | measuring module 100 A, for measurement and monitoring of electrical values, with IO-Link interface, with status LEDs, Feature Upgrade measurement+ preinstalled | CrossBoard® 125A / 250A, CrossBoard® 800 A | 1 | 355.25 |  | 75.00 | 23 | 21 | x |  | 4021267364007 | 45 | 25 | 185 |  | 20.5 | 0.097 | 0.000 | 0.540 |  |  | 90303900 | 004 Deutschland | Yes | 27200301 | 27200301 | EC000069 | EC000069 | EC000069 | EC000069 | EC000069 | https://pim.woehner.de/en/produkte/36400000A.html
36904000 | 36904 | spare part for MOTUS® | [5 empty] | spare part for MOTUS®, connecting plug with cable connection, 4 units |  | 1 | 31.65 |  |  | 21 | 51 |  |  | 4021267369040 |  |  |  | 0.0 | 10.9 | 0.076 | 0.000 | 0.000 | 0.000 | 0.000 | 85389099 | 004 Deutschland | Yes | 27143190 | 27143190 | EC002498 | EC002498 | EC002498 | EC002498 | EC002498 | https://pim.woehner.de/en/produkte/36904000.html
36919000A | 36919 | padlock for locking the switch |  |  |  | 36050 |  | padlock for locking the switch, for 36050 | CrossBoard® 125A / 250A, CrossBoard® 800 A | 10 | 4.45 |  |  | 01 | 36 |  | x | 4021267369194 |  |  |  | 0.0 | 1.1 | 0.000 | 0.000 | 0.000 | 0.000 | 0.000 | 85389099 | 004 Deutschland | Yes | 27142190 | 27142192 | EC002498 | EC002498 | EC002498 | EC002498 | EC002498 | https://pim.woehner.de/en/produkte/36919000A.html
37000000A | 37000 | Multifunctional measuring device for front panel installation | [5 empty] | Multifunctional measuring device for front panel installation, 230 V AC, Measurement of current, voltage, power, energy and derived values, without communication | Measurement Technique | 1 | 392.45 |  |  | 23 | 22 | x |  | 4021267370008 | 96 | 80 | 96 | 4.0 | 20.5 | 0.000 | 0.000 | 0.000 |  |  | 90303900 | 004 Deutschland | Yes | 27200301 | 27200301 | EC000069 | EC000069 | EC000069 | EC000069 | EC000069 | https://pim.woehner.de/en/produkte/37000000A.html
37001000A | 37001 | Multifunctional measuring device for front panel installation | [5 empty] | Multifunctional measuring device for front panel installation, 230 V AC, Measurement of current, voltage, power, energy and derived values, with communication | Measurement Technique | 1 | 649.14 |  |  | 23 | 22 | x |  | 4021267370015 | 96 | 80 | 96 | 4.0 | 20.5 | 0.000 | 0.000 | 0.000 |  |  | 90303900 | 004 Deutschland | Yes | 27200301 | 27200301 | EC000069 | EC000069 | EC000069 | EC000069 | EC000069 | https://pim.woehner.de/en/produkte/37001000A.html
37002000A | 37002 | Multifunctional measuring device for front panel installation | [5 empty] | Multifunctional measuring device for front panel installation, 24 V DC, Measurement of current, voltage, power, energy and derived values, with communication | Measurement Technique | 1 | 750.34 |  |  | 23 | 22 | x |  | 4021267370022 | 96 | 80 | 96 | 4.0 | 20.5 | 0.000 | 0.000 | 0.000 |  |  | 90303900 | 004 Deutschland | Yes | 27200301 | 27200301 | EC000069 | EC000069 | EC000069 | EC000069 | EC000069 | https://pim.woehner.de/en/produkte/37002000A.html
37010000A | 37010 | Power analyser for front panel installation | [5 empty] | Power analyser for front panel installation, 24 V, Measurement of current, voltage, power, energy and derived values, Analysis and monitoring of voltage and power quality, with communication | Measurement Technique | 1 | 1784.54 |  |  | 23 | 22 | x |  | 4021267370107 | 96 | 80 | 96 | 4.0 | 20.5 | 0.000 | 0.000 | 0.000 |  |  | 90303900 | 004 Deutschland | Yes | 27200301 | 27200301 | EC001194 | EC001194 | EC001194 | EC001194 | EC001194 | https://pim.woehner.de/en/produkte/37010000A.html
37020000A | 37020 | Power analyser | [5 empty] | Power analyser, 24 V, Measurement of current, voltage, power, energy and derived values, Analysis and monitoring of voltage and power quality, with communication | Measurement Technique | 1 | 1471.07 |  |  | 23 | 22 | x |  | 4021267370206 | 106 | 58 | 90 | 3.5 | 25.0 | 0.000 | 0.000 | 0.000 |  |  | 90303900 | 004 Deutschland | Yes | 27200301 | 27200301 | EC001194 | EC001194 | EC001194 | EC001194 | EC001194 | https://pim.woehner.de/en/produkte/37020000A.html
37100000A | 37100 | Current extension module |  |  |  | 37010 |  | Current extension module, 12 channels, for 37010 | Measurement Technique | 1 | 819.46 |  |  | 23 | 22 | x |  | 4021267371005 | 54 | 61 | 94 | 1.5 | 10.0 | 0.000 | 0.000 | 0.000 |  |  | 90303900 | 004 Deutschland | Yes | 27200301 | 27200301 | EC000069 | EC000069 | EC000069 | EC000069 | EC000069 | https://pim.woehner.de/en/produkte/37100000A.html
37200000A | 37200 | current transformer 200 A / 5 A | [5 empty] | current transformer 200 A / 5 A, 1.5 VA / class 1 | Measurement Technique | 1 | 77.62 |  |  | 23 | 05 |  |  | 4021267372002 | 62 | 20 | 69 | 0.6 | 10.4 | 0.000 | 0.000 | 0.000 |  |  | 85043129 | 664 Indien | Yes | 27210902 | 27210902 | EC002048 | EC002048 | EC002048 | EC002048 | EC002048 | https://pim.woehner.de/en/produkte/37200000A.html
37201000A | 37201 | current transformer 250 A / 5 A | [5 empty] | current transformer 250 A / 5 A, 1.5 VA / class 1 |  | 1 | 77.62 |  |  | 23 | 05 |  |  | 4021267372019 | 62 | 20 | 69 | 1.2 | 10.4 | 0.000 | 0.000 | 0.000 |  |  | 85043129 | 664 Indien | Yes | 27210902 | 27210902 | EC002048 | EC002048 | EC002048 | EC002048 | EC002048 | https://pim.woehner.de/en/produkte/37201000A.html
37202000A | 37202 | current transformer 400 A / 5 A | [5 empty] | current transformer 400 A / 5 A, 1.5 VA / class 1 |  | 1 | 77.62 |  |  | 23 | 05 |  |  | 4021267372026 | 62 | 20 | 69 | 3.7 | 10.4 | 0.000 | 0.000 | 0.000 |  |  | 85043129 | 664 Indien | Yes | 27210902 | 27210902 | EC002048 | EC002048 | EC002048 | EC002048 | EC002048 | https://pim.woehner.de/en/produkte/37202000A.html
37203000A | 37203 | current transformer 500 A / 5 A | [5 empty] | current transformer 500 A / 5 A, 1.5 VA / class 1 |  | 1 | 77.62 |  |  | 23 | 05 |  |  | 4021267372033 | 62 | 20 | 69 | 4.2 | 10.4 | 0.000 | 0.000 | 0.000 |  |  | 85043129 | 664 Indien | Yes | 27210902 | 27210902 | EC002048 | EC002048 | EC002048 | EC002048 | EC002048 | https://pim.woehner.de/en/produkte/37203000A.html
37204000A | 37204 | current transformer 200 A / 5 A | [5 empty] | current transformer 200 A / 5 A, 1.5 VA / class 0.5 |  | 1 | 113.59 |  |  | 23 | 01 |  |  | 4021267372040 | 62 | 20 | 69 | 0.6 | 10.4 | 0.000 | 0.000 | 0.000 |  |  | 85043129 | 664 Indien | Yes | 27210902 | 27210902 | EC002048 | EC002048 | EC002048 | EC002048 | EC002048 | https://pim.woehner.de/en/produkte/37204000A.html
37205000A | 37205 | current transformer 250 A / 5 A | [5 empty] | current transformer 250 A / 5 A, 1.5 VA / class 0.5 |  | 1 | 113.59 |  |  | 23 | 01 |  |  | 4021267372057 | 62 | 20 | 69 | 1.2 | 10.4 | 0.000 | 0.000 | 0.000 |  |  | 85043129 | 664 Indien | Yes | 27210902 | 27210902 | EC002048 | EC002048 | EC002048 | EC002048 | EC002048 | https://pim.woehner.de/en/produkte/37205000A.html
37206000A | 37206 | current transformer 400 A / 5 A | [5 empty] | current transformer 400 A / 5 A, 1.5 VA / class 0.5 |  | 1 | 113.59 |  |  | 23 | 01 |  |  | 4021267372064 | 62 | 20 | 69 | 3.7 | 10.4 | 0.000 | 0.000 | 0.000 |  |  | 85043129 | 664 Indien | Yes | 27210902 | 27210902 | EC002048 | EC002048 | EC002048 | EC002048 | EC002048 | https://pim.woehner.de/en/produkte/37206000A.html
37207000A | 37207 | current transformer 500 A / 5 A | [5 empty] | current transformer 500 A / 5 A, 1.5 VA / class 0.5 |  | 1 | 113.59 |  |  | 23 | 01 |  |  | 4021267372071 | 62 | 20 | 69 | 4.2 | 10.4 | 0.000 | 0.000 | 0.000 |  |  | 85043129 | 664 Indien | Yes | 27210902 | 27210902 | EC002048 | EC002048 | EC002048 | EC002048 | EC002048 | https://pim.woehner.de/en/produkte/37207000A.html
37208000A | 37208 | current transformer 200 A / 5 A, with decl. of conformity | [5 empty] | current transformer 200 A / 5 A, with decl. of conformity, 1.5 VA / class 0.5 |  | 1 | 113.59 | 54.00 |  | 23 | 11 |  | x | 4021267372088 | 62 | 20 | 69 | 0.6 | 10.4 | 0.000 | 0.000 | 0.000 |  |  | 85043129 | 664 Indien | Yes | 27210902 | 27210902 | EC002048 | EC002048 | EC002048 | EC002048 | EC002048 | https://pim.woehner.de/en/produkte/37208000A.html
37209000A | 37209 | current transformer 250 A / 5 A, with decl. of conformity | [5 empty] | current transformer 250 A / 5 A, with decl. of conformity, 1.5 VA / class 0.5 |  | 1 | 113.59 | 54.00 |  | 23 | 11 |  |  | 4021267372095 | 62 | 20 | 69 | 1.2 | 10.4 | 0.000 | 0.000 | 0.000 |  |  | 85043129 | 664 Indien | Yes | 27210902 | 27210902 | EC002048 | EC002048 | EC002048 | EC002048 | EC002048 | https://pim.woehner.de/en/produkte/37209000A.html
37210000A | 37210 | current transformer 400 A / 5 A, with decl. of conformity | [5 empty] | current transformer 400 A / 5 A, with decl. of conformity, 1.5 VA / class 0.5 |  | 1 | 113.59 | 54.00 |  | 23 | 11 |  |  | 4021267372101 | 62 | 20 | 69 | 3.7 | 10.4 | 0.000 | 0.000 | 0.000 |  |  | 85043129 | 664 Indien | Yes | 27210902 | 27210902 | EC002048 | EC002048 | EC002048 | EC002048 | EC002048 | https://pim.woehner.de/en/produkte/37210000A.html
37211000A | 37211 | current transformer 500 A / 5 A, with decl. of conformity | [5 empty] | current transformer 500 A / 5 A, with decl. of conformity, 1.5 VA / class 0.5 |  | 1 | 113.59 | 54.00 |  | 23 | 11 |  |  | 4021267372118 | 62 | 20 | 69 | 4.2 | 10.4 | 0.000 | 0.000 | 0.000 |  |  | 85043129 | 664 Indien | Yes | 27210902 | 27210902 | EC002048 | EC002048 | EC002048 | EC002048 | EC002048 | https://pim.woehner.de/en/produkte/37211000A.html
37212000A | 37212 | current transformer 200 A / 5 A | [5 empty] | current transformer 200 A / 5 A, 2.5 VA / class 1, when used on busbars or in 630 A adapters, article 37900 is additionally required | 60Classic | 1 | 69.08 |  |  | 23 | 05 |  |  | 4021267372125 | 51 | 25 | 77 | 0.6 | 13.5 | 0.000 | 0.000 | 0.000 |  |  | 85043129 | 664 Indien | Yes | 27210902 | 27210902 | EC002048 | EC002048 | EC002048 | EC002048 | EC002048 | https://pim.woehner.de/en/produkte/37212000A.html
37213000A | 37213 | current transformer 250 A / 5 A | [5 empty] | current transformer 250 A / 5 A, 2.5 VA / class 1, when used on busbars or in 630 A adapters, article 37900 is additionally required | 60Classic | 1 | 69.08 |  |  | 23 | 05 |  |  | 4021267372132 | 51 | 25 | 77 | 0.7 | 13.5 | 0.000 | 0.000 | 0.000 |  |  | 85043129 | 664 Indien | Yes | 27210902 | 27210902 | EC002048 | EC002048 | EC002048 | EC002048 | EC002048 | https://pim.woehner.de/en/produkte/37213000A.html
37214000A | 37214 | current transformer 400 A / 5 A | [5 empty] | current transformer 400 A / 5 A, 2.5 VA / class 1, when used on busbars or in 630 A adapters, article 37900 is additionally required | 60Classic, 185Power | 1 | 69.08 |  |  | 23 | 05 |  |  | 4021267372149 | 51 | 25 | 77 | 1.5 | 13.5 | 0.000 | 0.000 | 0.000 |  |  | 85043129 | 664 Indien | Yes | 27210902 | 27210902 | EC002048 | EC002048 | EC002048 | EC002048 | EC002048 | https://pim.woehner.de/en/produkte/37214000A.html
37215000A | 37215 | current transformer 500 A / 5 A | [5 empty] | current transformer 500 A / 5 A, 2.5 VA / class 1, when used on busbars or in 630 A adapters, article 37900 is additionally required | 60Classic, 185Power | 1 | 69.08 |  |  | 23 | 05 |  |  | 4021267372156 | 51 | 25 | 77 | 2.1 | 13.5 | 0.000 | 0.000 | 0.000 |  |  | 85043129 | 664 Indien | Yes | 27210902 | 27210902 | EC002048 | EC002048 | EC002048 | EC002048 | EC002048 | https://pim.woehner.de/en/produkte/37215000A.html
37216000A | 37216 | current transformer 600 A / 5 A | [5 empty] | current transformer 600 A / 5 A, 2.5 VA / class 1, when used on busbars or in 630 A adapters, article 37900 is additionally required | 60Classic, 185Power | 1 | 69.08 |  |  | 23 | 05 |  |  | 4021267372163 | 51 | 25 | 77 | 3.9 | 13.5 | 0.000 | 0.000 | 0.000 |  |  | 85043129 | 664 Indien | Yes | 27210902 | 27210902 | EC002048 | EC002048 | EC002048 | EC002048 | EC002048 | https://pim.woehner.de/en/produkte/37216000A.html
37217000A | 37217 | current transformer 800 A / 5 A | [5 empty] | current transformer 800 A / 5 A, 2.5 VA / class 1, when used on busbars or in 630 A adapters, article 37900 is additionally required | 60Classic | 1 | 78.74 |  |  | 23 | 05 |  |  | 4021267372170 | 51 | 25 | 77 | 5.0 | 13.5 | 0.000 | 0.000 | 0.000 |  |  | 85043129 | 664 Indien | Yes | 27210902 | 27210902 | EC002048 | EC002048 | EC002048 | EC002048 | EC002048 | https://pim.woehner.de/en/produkte/37217000A.html
37219000A | 37219 | current transformer 200 A / 5 A | [5 empty] | current transformer 200 A / 5 A, 1 VA / class 0.5, when used on busbars or in 630 A adapters, article 37900 is additionally required | 60Classic | 1 | 96.71 |  |  | 23 | 01 |  |  | 4021267372194 | 51 | 25 | 77 | 0.6 | 13.5 | 0.000 | 0.000 | 0.000 |  |  | 85043129 | 664 Indien | Yes | 27210902 | 27210902 | EC002048 | EC002048 | EC002048 | EC002048 | EC002048 | https://pim.woehner.de/en/produkte/37219000A.html
37220000A | 37220 | current transformer 250 A / 5 A | [5 empty] | current transformer 250 A / 5 A, 2.5 VA / class 0.5, when used on busbars or in 630 A adapters, article 37900 is additionally required | 60Classic | 1 | 96.71 |  |  | 23 | 01 |  |  | 4021267372200 | 51 | 25 | 77 | 0.7 | 13.5 | 0.000 | 0.000 | 0.000 |  |  | 85043129 | 664 Indien | Yes | 27210902 | 27210902 | EC002048 | EC002048 | EC002048 | EC002048 | EC002048 | https://pim.woehner.de/en/produkte/37220000A.html
37221000A | 37221 | current transformer 400 A / 5 A | [5 empty] | current transformer 400 A / 5 A, 2.5 VA / class 0.5, when used on busbars or in 630 A adapters, article 37900 is additionally required | 60Classic, 185Power | 1 | 96.71 |  |  | 23 | 01 |  |  | 4021267372217 | 51 | 25 | 77 | 1.5 | 13.5 | 0.000 | 0.000 | 0.000 |  |  | 85043129 | 664 Indien | Yes | 27210902 | 27210902 | EC002048 | EC002048 | EC002048 | EC002048 | EC002048 | https://pim.woehner.de/en/produkte/37221000A.html
37222000A | 37222 | current transformer 500 A / 5 A | [5 empty] | current transformer 500 A / 5 A, 2.5 VA / class 0.5, when used on busbars or in 630 A adapters, article 37900 is additionally required | 60Classic, 185Power | 1 | 96.71 |  |  | 23 | 01 |  |  | 4021267372224 | 51 | 25 | 77 | 2.1 | 13.5 | 0.000 | 0.000 | 0.000 |  |  | 85043129 | 664 Indien | Yes | 27210902 | 27210902 | EC002048 | EC002048 | EC002048 | EC002048 | EC002048 | https://pim.woehner.de/en/produkte/37222000A.html
37223000A | 37223 | current transformer 600 A / 5 A | [5 empty] | current transformer 600 A / 5 A, 2.5 VA / class 0.5, when used on busbars or in 630 A adapters, article 37900 is additionally required | 60Classic, 185Power | 1 | 96.71 |  |  | 23 | 01 |  |  | 4021267372231 | 51 | 25 | 77 | 3.9 | 13.5 | 0.000 | 0.000 | 0.000 |  |  | 85043129 | 664 Indien | Yes | 27210902 | 27210902 | EC002048 | EC002048 | EC002048 | EC002048 | EC002048 | https://pim.woehner.de/en/produkte/37223000A.html
37227000A | 37227 | current transformer 400 A / 5 A | [5 empty] | current transformer 400 A / 5 A, 2.5 VA / class 0.5s, when used on busbars or in 630 A adapters, article 37900 is additionally required | 60Classic, 185Power | 1 | 111.20 |  |  | 23 | 03 |  |  | 4021267372279 | 51 | 25 | 77 | 1.5 | 13.5 | 0.000 | 0.000 | 0.000 |  |  | 85043129 | 664 Indien | Yes | 27210902 | 27210902 | EC002048 | EC002048 | EC002048 | EC002048 | EC002048 | https://pim.woehner.de/en/produkte/37227000A.html
37229000A | 37229 | current transformer 600 A / 5 A | [5 empty] | current transformer 600 A / 5 A, 2.5 VA / class 0.5s, when used on busbars or in 630 A adapters, article 37900 is additionally required | 60Classic | 1 | 111.20 |  |  | 23 | 03 |  |  | 4021267372293 | 51 | 25 | 77 | 3.9 | 13.5 | 0.000 | 0.000 | 0.000 |  |  | 85043129 | 664 Indien | Yes | 27210902 | 27210902 | EC002048 | EC002048 | EC002048 | EC002048 | EC002048 | https://pim.woehner.de/en/produkte/37229000A.html
37232000A | 37232 | current transformer 200 A / 5 A, with decl. of conformity | [5 empty] | current transformer 200 A / 5 A, with decl. of conformity, 1 VA / class 0.5, when used on busbars or in 630 A adapters, article 37900 is additionally required | 60Classic | 1 | 96.71 | 54.00 |  | 23 | 11 |  |  | 4021267372323 | 51 | 25 | 77 | 0.6 | 13.5 | 0.000 | 0.000 | 0.000 |  |  | 85043129 | 664 Indien | Yes | 27210902 | 27210902 | EC002048 | EC002048 | EC002048 | EC002048 | EC002048 | https://pim.woehner.de/en/produkte/37232000A.html
37233000A | 37233 | current transformer 250 A / 5 A, with decl. of conformity | [5 empty] | current transformer 250 A / 5 A, with decl. of conformity , 2.5 VA / class 0.5, when used on busbars or in 630 A adapters, article 37900 is additionally required | 60Classic | 1 | 96.71 | 54.00 |  | 23 | 11 |  |  | 4021267372330 | 51 | 25 | 77 | 0.7 | 13.5 | 0.000 | 0.000 | 0.000 |  |  | 85043129 | 664 Indien | Yes | 27210902 | 27210902 | EC002048 | EC002048 | EC002048 | EC002048 | EC002048 | https://pim.woehner.de/en/produkte/37233000A.html
37234000A | 37234 | current transformer 400 A / 5 A, with decl. of conformity | [5 empty] | current transformer 400 A / 5 A, with decl. of conformity, 2.5 VA / class 0.5, when used on busbars or in 630 A adapters, article 37900 is additionally required | 60Classic, 185Power | 1 | 96.71 | 54.00 |  | 23 | 11 |  |  | 4021267372347 | 51 | 25 | 77 | 1.5 | 13.5 | 0.000 | 0.000 | 0.000 |  |  | 85043129 | 664 Indien | Yes | 27210902 | 27210902 | EC002048 | EC002048 | EC002048 | EC002048 | EC002048 | https://pim.woehner.de/en/produkte/37234000A.html
37235000A | 37235 | current transformer 500 A / 5 A, with decl. of conformity | [5 empty] | current transformer 500 A / 5 A, with decl. of conformity, 2.5 VA / class 0.5, when used on busbars or in 630 A adapters, article 37900 is additionally required | 60Classic, 185Power | 1 | 96.71 | 54.00 |  | 23 | 11 |  |  | 4021267372354 | 51 | 25 | 77 | 2.1 | 13.5 | 0.000 | 0.000 | 0.000 |  |  | 85043129 | 664 Indien | Yes | 27210902 | 27210902 | EC002048 | EC002048 | EC002048 | EC002048 | EC002048 | https://pim.woehner.de/en/produkte/37235000A.html
37237000A | 37237 | current transformer 400 A / 5 A, with decl. of conformity | [5 empty] | current transformer 400 A / 5 A, with decl. of conformity, 2.5 VA / class 0.5s, when used on busbars or in 630 A adapters, article 37900 is additionally required | 60Classic, 185Power | 1 | 111.20 | 54.00 |  | 23 | 11 |  |  | 4021267372378 | 51 | 25 | 77 | 1.5 | 13.5 | 0.000 | 0.000 | 0.000 |  |  | 85043129 | 664 Indien | Yes | 27210902 | 27210902 | EC002048 | EC002048 | EC002048 | EC002048 | EC002048 | https://pim.woehner.de/en/produkte/37237000A.html
37238000A | 37238 | current transformer 500 A / 5 A, with decl. of conformity | [5 empty] | current transformer 500 A / 5 A, with decl. of conformity, 2.5 VA / class 0.5s, when used on busbars or in 630 A adapters, article 37900 is additionally required | 60Classic, 185Power | 1 | 111.20 | 54.00 |  | 23 | 11 |  |  | 4021267372385 | 51 | 25 | 77 | 2.1 | 13.5 | 0.000 | 0.000 | 0.000 |  |  | 85043129 | 664 Indien | Yes | 27210902 | 27210902 | EC002048 | EC002048 | EC002048 | EC002048 | EC002048 | https://pim.woehner.de/en/produkte/37238000A.html
37277000A | 37277 | measuring transformer 200 A / 333 mV | [5 empty] | measuring transformer 200 A / 333 mV, class 1 | Measurement Technique | 3 | 62.41 |  |  | 23 | 35 | x |  | 4021267372774 | 62 | 20 | 69 |  | 10.4 | 0.002 | 0.000 | 0.000 |  |  | 85043129 | 004 Deutschland | Yes | 27210902 | 27210902 | EC002048 | EC002048 | EC002048 | EC002048 | EC002048 | https://pim.woehner.de/en/produkte/37277000A.html
37278000A | 37278 | measuring transformer 250 A / 333 mV | [5 empty] | measuring transformer 250 A / 333 mV, class 1 | Measurement Technique | 3 | 63.95 |  |  | 23 | 35 | x |  | 4021267372781 | 62 | 20 | 69 |  | 10.4 | 0.002 | 0.000 | 0.000 |  |  | 85043129 | 004 Deutschland | Yes | 27210902 | 27210902 | EC002048 | EC002048 | EC002048 | EC002048 | EC002048 | https://pim.woehner.de/en/produkte/37278000A.html
37279000A | 37279 | measuring transformer 400 A / 333 mV | [5 empty] | measuring transformer 400 A / 333 mV, class 1 | Measurement Technique | 3 | 68.57 |  |  | 23 | 35 | x |  | 4021267372798 | 62 | 20 | 69 |  | 10.4 | 0.002 | 0.000 | 0.000 |  |  | 85043129 | 004 Deutschland | Yes | 27210902 | 27210902 | EC002048 | EC002048 | EC002048 | EC002048 | EC002048 | https://pim.woehner.de/en/produkte/37279000A.html
37280000A | 37280 | measuring transformer 500 A / 333 mV | [5 empty] | measuring transformer 500 A / 333 mV, class 1 | Measurement Technique | 3 | 71.66 |  |  | 23 | 35 | x |  | 4021267372804 | 62 | 20 | 69 |  | 10.4 | 0.002 | 0.000 | 0.000 |  |  | 85043129 | 004 Deutschland | Yes | 27210902 | 27210902 | EC002048 | EC002048 | EC002048 | EC002048 | EC002048 | https://pim.woehner.de/en/produkte/37280000A.html
37281000A | 37281 | measuring transformer 200 A / 333 mV | [5 empty] | measuring transformer 200 A / 333 mV, class 0.5 | Measurement Technique | 3 | 62.41 |  |  | 23 | 31 | x |  | 4021267372811 | 62 | 20 | 69 |  | 10.4 | 0.002 | 0.000 | 0.000 |  |  | 85043129 | 004 Deutschland | Yes | 27210902 | 27210902 | EC002048 | EC002048 | EC002048 | EC002048 | EC002048 | https://pim.woehner.de/en/produkte/37281000A.html
37282000A | 37282 | measuring transformer 250 A / 333 mV | [5 empty] | measuring transformer 250 A / 333 mV, class 0.5 | Measurement Technique | 3 | 63.95 |  |  | 23 | 31 | x |  | 4021267372828 | 62 | 20 | 69 |  | 10.4 | 0.002 | 0.000 | 0.000 |  |  | 85043129 | 004 Deutschland | Yes | 27210902 | 27210902 | EC002048 | EC002048 | EC002048 | EC002048 | EC002048 | https://pim.woehner.de/en/produkte/37282000A.html
37283000A | 37283 | measuring transformer 400 A / 333 mV | [5 empty] | measuring transformer 400 A / 333 mV, class 0.5 | Measurement Technique | 3 | 68.57 |  |  | 23 | 31 | x |  | 4021267372835 | 62 | 20 | 69 |  | 10.4 | 0.002 | 0.000 | 0.000 |  |  | 85043129 | 004 Deutschland | Yes | 27210902 | 27210902 | EC002048 | EC002048 | EC002048 | EC002048 | EC002048 | https://pim.woehner.de/en/produkte/37283000A.html
37284000A | 37284 | measuring transformer 500 A / 333 mV | [5 empty] | measuring transformer 500 A / 333 mV, class 0.5 | Measurement Technique | 3 | 71.66 |  |  | 23 | 31 | x |  | 4021267372842 | 62 | 20 | 69 |  | 10.4 | 0.002 | 0.000 | 0.000 |  |  | 85043129 | 004 Deutschland | Yes | 27210902 | 27210902 | EC002048 | EC002048 | EC002048 | EC002048 | EC002048 | https://pim.woehner.de/en/produkte/37284000A.html
37285000A | 37285 | measuring transformer 200 A / 333 mV | [5 empty] | measuring transformer 200 A / 333 mV, class 0.5s | Measurement Technique | 3 | 64.46 |  |  | 23 | 33 | x |  | 4021267372859 | 62 | 20 | 69 |  | 10.4 | 0.002 | 0.000 | 0.000 |  |  | 85043129 | 004 Deutschland | Yes | 27210902 | 27210902 | EC002048 | EC002048 | EC002048 | EC002048 | EC002048 | https://pim.woehner.de/en/produkte/37285000A.html
37286000A | 37286 | measuring transformer 250 A / 333 mV | [5 empty] | measuring transformer 250 A / 333 mV, class 0.5s | Measurement Technique | 3 | 66.00 |  |  | 23 | 33 | x |  | 4021267372866 | 62 | 20 | 69 |  | 10.4 | 0.002 | 0.000 | 0.000 |  |  | 85043129 | 004 Deutschland | Yes | 27210902 | 27210902 | EC002048 | EC002048 | EC002048 | EC002048 | EC002048 | https://pim.woehner.de/en/produkte/37286000A.html
37287000A | 37287 | measuring transformer 400 A / 333 mV | [5 empty] | measuring transformer 400 A / 333 mV, class 0.5s | Measurement Technique | 3 | 70.63 |  |  | 23 | 33 | x |  | 4021267372873 | 62 | 20 | 69 |  | 10.4 | 0.002 | 0.000 | 0.000 |  |  | 85043129 | 004 Deutschland | Yes | 27210902 | 27210902 | EC002048 | EC002048 | EC002048 | EC002048 | EC002048 | https://pim.woehner.de/en/produkte/37287000A.html
37288000A | 37288 | measuring transformer 500 A / 333 mV | [5 empty] | measuring transformer 500 A / 333 mV, class 0.5s | Measurement Technique | 3 | 73.71 |  |  | 23 | 33 | x |  | 4021267372880 | 62 | 20 | 69 |  | 10.4 | 0.002 | 0.000 | 0.000 |  |  | 85043129 | 004 Deutschland | Yes | 27210902 | 27210902 | EC002048 | EC002048 | EC002048 | EC002048 | EC002048 | https://pim.woehner.de/en/produkte/37288000A.html
37289000A | 37289 | measuring transformer 200 A / 333 mV | [5 empty] | measuring transformer 200 A / 333 mV, class 1, when used on busbars or in 630 A adapters, article 37900 is additionally required | Measurement Technique | 3 | 61.11 |  |  | 23 | 35 | x |  | 4021267372897 | 51 | 25 | 77 |  | 13.5 | 0.002 | 0.000 | 0.000 |  |  | 85043129 | 004 Deutschland | Yes | 27210902 | 27210902 | EC002048 | EC002048 | EC002048 | EC002048 | EC002048 | https://pim.woehner.de/en/produkte/37289000A.html
37290000A | 37290 | measuring transformer 250 A / 333 mV | [5 empty] | measuring transformer 250 A / 333 mV, class 1, when used on busbars or in 630 A adapters, article 37900 is additionally required | Measurement Technique | 3 | 62.66 |  |  | 23 | 35 | x |  | 4021267372903 | 51 | 25 | 77 |  | 13.5 | 0.002 | 0.000 | 0.000 |  |  | 85043129 | 004 Deutschland | Yes | 27210902 | 27210902 | EC002048 | EC002048 | EC002048 | EC002048 | EC002048 | https://pim.woehner.de/en/produkte/37290000A.html
37291000A | 37291 | measuring transformer 400 A / 333 mV | [5 empty] | measuring transformer 400 A / 333 mV, class 1, when used on busbars or in 630 A adapters, article 37900 is additionally required | Measurement Technique | 3 | 67.29 |  |  | 23 | 35 | x |  | 4021267372910 | 51 | 25 | 77 |  | 13.5 | 0.002 | 0.000 | 0.000 |  |  | 85043129 | 004 Deutschland | Yes | 27210902 | 27210902 | EC002048 | EC002048 | EC002048 | EC002048 | EC002048 | https://pim.woehner.de/en/produkte/37291000A.html
37292000A | 37292 | measuring transformer 500 A / 333 mV | [5 empty] | measuring transformer 500 A / 333 mV, class 1, when used on busbars or in 630 A adapters, article 37900 is additionally required | Measurement Technique | 3 | 70.38 |  |  | 23 | 35 | x |  | 4021267372927 | 51 | 25 | 77 |  | 13.5 | 0.002 | 0.000 | 0.000 |  |  | 85043129 | 004 Deutschland | Yes | 27210902 | 27210902 | EC002048 | EC002048 | EC002048 | EC002048 | EC002048 | https://pim.woehner.de/en/produkte/37292000A.html
37293000A | 37293 | measuring transformer 600 A / 333 mV | [5 empty] | measuring transformer 600 A / 333 mV, class 1, when used on busbars or in 630 A adapters, article 37900 is additionally required | Measurement Technique | 3 | 73.46 |  |  | 23 | 35 | x |  | 4021267372934 | 51 | 25 | 77 |  | 13.5 | 0.002 | 0.000 | 0.000 |  |  | 85043129 | 004 Deutschland | Yes | 27210902 | 27210902 | EC002048 | EC002048 | EC002048 | EC002048 | EC002048 | https://pim.woehner.de/en/produkte/37293000A.html
37294000A | 37294 | measuring transformer 800 A / 333 mV | [5 empty] | measuring transformer 800 A / 333 mV, class 1, when used on busbars or in 630 A adapters, article 37900 is additionally required | Measurement Technique | 3 | 79.63 |  |  | 23 | 35 | x |  | 4021267372941 | 51 | 25 | 77 |  | 13.5 | 0.002 | 0.000 | 0.000 |  |  | 85043129 | 004 Deutschland | Yes | 27210902 | 27210902 | EC002048 | EC002048 | EC002048 | EC002048 | EC002048 | https://pim.woehner.de/en/produkte/37294000A.html
37295000A | 37295 | measuring transformer 910 A / 333 mV | [5 empty] | measuring transformer 910 A / 333 mV, class 1, when used on busbars or in 630 A adapters, article 37900 is additionally required | Measurement Technique | 3 | 83.01 |  |  | 23 | 35 | x |  | 4021267372958 | 51 | 25 | 77 |  | 13.5 | 0.002 | 0.000 | 0.000 |  |  | 85043129 | 004 Deutschland | Yes | 27210902 | 27210902 | EC002048 | EC002048 | EC002048 | EC002048 | EC002048 | https://pim.woehner.de/en/produkte/37295000A.html
37296000A | 37296 | measuring transformer 200 A / 333 mV | [5 empty] | measuring transformer 200 A / 333 mV, class 0.5, when used on busbars or in 630 A adapters, article 37900 is additionally required | Measurement Technique | 3 | 69.60 |  |  | 23 | 31 | x |  | 4021267372965 | 51 | 25 | 77 |  | 13.5 | 0.002 | 0.000 | 0.000 |  |  | 85043129 | 004 Deutschland | Yes | 27210902 | 27210902 | EC002048 | EC002048 | EC002048 | EC002048 | EC002048 | https://pim.woehner.de/en/produkte/37296000A.html
37297000A | 37297 | measuring transformer 250 A / 333 mV | [5 empty] | measuring transformer 250 A / 333 mV, class 0.5, when used on busbars or in 630 A adapters, article 37900 is additionally required | Measurement Technique | 3 | 71.14 |  |  | 23 | 31 | x |  | 4021267372972 | 51 | 25 | 77 |  | 13.5 | 0.002 | 0.000 | 0.000 |  |  | 85043129 | 004 Deutschland | Yes | 27210902 | 27210902 | EC002048 | EC002048 | EC002048 | EC002048 | EC002048 | https://pim.woehner.de/en/produkte/37297000A.html
37298000A | 37298 | measuring transformer 400 A / 333 mV | [5 empty] | measuring transformer 400 A / 333 mV, class 0.5, when used on busbars or in 630 A adapters, article 37900 is additionally required | Measurement Technique | 3 | 75.77 |  |  | 23 | 31 | x |  | 4021267372989 | 51 | 25 | 77 |  | 13.5 | 0.002 | 0.000 | 0.000 |  |  | 85043129 | 004 Deutschland | Yes | 27210902 | 27210902 | EC002048 | EC002048 | EC002048 | EC002048 | EC002048 | https://pim.woehner.de/en/produkte/37298000A.html
37299000A | 37299 | measuring transformer 500 A / 333 mV | [5 empty] | measuring transformer 500 A / 333 mV, class 0.5, when used on busbars or in 630 A adapters, article 37900 is additionally required | Measurement Technique | 3 | 78.86 |  |  | 23 | 31 | x |  | 4021267372996 | 51 | 25 | 77 |  | 13.5 | 0.002 | 0.000 | 0.000 |  |  | 85043129 | 004 Deutschland | Yes | 27210902 | 27210902 | EC002048 | EC002048 | EC002048 | EC002048 | EC002048 | https://pim.woehner.de/en/produkte/37299000A.html
37300000A | 37300 | measuring transformer 600 A / 333 mV | [5 empty] | measuring transformer 600 A / 333 mV, class 0.5, when used on busbars or in 630 A adapters, article 37900 is additionally required | Measurement Technique | 3 | 81.95 |  |  | 23 | 31 | x |  | 4021267373009 | 51 | 25 | 77 |  | 13.5 | 0.002 | 0.000 | 0.000 |  |  | 85043129 | 004 Deutschland | Yes | 27210902 | 27210902 | EC002048 | EC002048 | EC002048 | EC002048 | EC002048 | https://pim.woehner.de/en/produkte/37300000A.html
37301000A | 37301 | measuring transformer 800 A / 333 mV | [5 empty] | measuring transformer 800 A / 333 mV, class 0.5, when used on busbars or in 630 A adapters, article 37900 is additionally required | Measurement Technique | 3 | 88.12 |  |  | 23 | 31 | x |  | 4021267373016 | 51 | 25 | 77 |  | 13.5 | 0.002 | 0.000 | 0.000 |  |  | 85043129 | 004 Deutschland | Yes | 27210902 | 27210902 | EC002048 | EC002048 | EC002048 | EC002048 | EC002048 | https://pim.woehner.de/en/produkte/37301000A.html
37302000A | 37302 | measuring transformer 910 A / 333 mV | [5 empty] | measuring transformer 910 A / 333 mV, class 0.5, when used on busbars or in 630 A adapters, 37900 is additionally required | Measurement Technique | 3 | 91.49 |  |  | 23 | 31 | x |  | 4021267373023 | 51 | 25 | 77 |  | 13.5 | 0.002 | 0.000 | 0.000 |  |  | 85043129 | 004 Deutschland | Yes | 27210902 | 27210902 | EC002048 | EC002048 | EC002048 | EC002048 | EC002048 | https://pim.woehner.de/en/produkte/37302000A.html
37303000A | 37303 | measuring transformer 200 A / 333 mV | [5 empty] | measuring transformer 200 A / 333 mV, class 0.5s, when used on busbars or in 630 A adapters, article 37900 is additionally required | Measurement Technique | 3 | 71.66 |  |  | 23 | 33 | x |  | 4021267373030 | 51 | 25 | 77 |  | 13.5 | 0.002 | 0.000 | 0.000 |  |  | 85043129 | 004 Deutschland | Yes | 27210902 | 27210902 | EC002048 | EC002048 | EC002048 | EC002048 | EC002048 | https://pim.woehner.de/en/produkte/37303000A.html
37304000A | 37304 | measuring transformer 250 A / 333 mV | [5 empty] | measuring transformer 250 A / 333 mV, class 0.5s, when used on busbars or in 630 A adapters, article 37900 is additionally required | Measurement Technique | 3 | 73.20 |  |  | 23 | 33 | x |  | 4021267373047 | 51 | 25 | 77 |  | 13.5 | 0.002 | 0.000 | 0.000 |  |  | 85043129 | 004 Deutschland | Yes | 27210902 | 27210902 | EC002048 | EC002048 | EC002048 | EC002048 | EC002048 | https://pim.woehner.de/en/produkte/37304000A.html
37305000A | 37305 | measuring transformer 400 A / 333 mV | [5 empty] | measuring transformer 400 A / 333 mV, class 0.5s, when used on busbars or in 630 A adapters, article 37900 is additionally required | Measurement Technique | 3 | 77.83 |  |  | 23 | 33 | x |  | 4021267373054 | 51 | 25 | 77 |  | 13.5 | 0.002 | 0.000 | 0.000 |  |  | 85043129 | 004 Deutschland | Yes | 27210902 | 27210902 | EC002048 | EC002048 | EC002048 | EC002048 | EC002048 | https://pim.woehner.de/en/produkte/37305000A.html
37306000A | 37306 | measuring transformer 500 A / 333 mV | [5 empty] | measuring transformer 500 A / 333 mV, class 0.5s, when used on busbars or in 630 A adapters, article 37900 is additionally required | Measurement Technique | 3 | 80.92 |  |  | 23 | 33 | x |  | 4021267373061 | 51 | 25 | 77 |  | 13.5 | 0.002 | 0.000 | 0.000 |  |  | 85043129 | 004 Deutschland | Yes | 27210902 | 27210902 | EC002048 | EC002048 | EC002048 | EC002048 | EC002048 | https://pim.woehner.de/en/produkte/37306000A.html
37307000A | 37307 | measuring transformer 600 A / 333 mV | [5 empty] | measuring transformer 600 A / 333 mV, class 0.5s, when used on busbars or in 630 A adapters, article 37900 is additionally required | Measurement Technique | 3 | 84.00 |  |  | 23 | 33 | x |  | 4021267373078 | 51 | 25 | 77 |  | 13.5 | 0.002 | 0.000 | 0.000 |  |  | 85043129 | 004 Deutschland | Yes | 27210902 | 27210902 | EC002048 | EC002048 | EC002048 | EC002048 | EC002048 | https://pim.woehner.de/en/produkte/37307000A.html
37308000A | 37308 | measuring transformer 800 A / 333 mV | [5 empty] | measuring transformer 800 A / 333 mV, class 0.5s, when used on busbars or in 630 A adapters, article 37900 is additionally required | Measurement Technique | 3 | 90.17 |  |  | 23 | 33 | x |  | 4021267373085 | 51 | 25 | 77 |  | 13.5 | 0.002 | 0.000 | 0.000 |  |  | 85043129 | 004 Deutschland | Yes | 27210902 | 27210902 | EC002048 | EC002048 | EC002048 | EC002048 | EC002048 | https://pim.woehner.de/en/produkte/37308000A.html
37309000A | 37309 | measuring transformer 910 A / 333 mV | [5 empty] | measuring transformer 910 A / 333 mV, class 0.5s, when used on busbars or in 630 A adapters, article 37900 is additionally required | Measurement Technique | 3 | 93.55 |  |  | 23 | 33 | x |  | 4021267373092 | 51 | 25 | 77 |  | 13.5 | 0.002 | 0.000 | 0.000 |  |  | 85043129 | 004 Deutschland | Yes | 27210902 | 27210902 | EC002048 | EC002048 | EC002048 | EC002048 | EC002048 | https://pim.woehner.de/en/produkte/37309000A.html
37526000A | 37526 | in-line fuse switch-disconnector 250 A |  |  | 30, 40, 60, 80, 100, 120 x 10 |  | x | in-line fuse switch-disconnector 250 A, size 1, 1-pole switchable, terminal body alu, pressure piece brass | 185Power | 1 | 540.24 |  |  | 12 | 63 | x |  | 4021267375263 | 100 | 189 | 687 | 24.0 | 536.0 | 1.810 | 0.000 | 5.169 |  |  | 85361090 | 004 Deutschland | Yes | 27142108 | 27142108 | EC001046 | EC001046 | EC001046 | EC001046 | EC001046 | https://pim.woehner.de/en/produkte/37526000A.html
37527000A | 37527 | in-line fuse switch-disconnector 400 A |  |  | 30, 40, 60, 80, 100, 120 x 10 |  | x | in-line fuse switch-disconnector 400 A, size 2, 1-pole switchable, V-clamp 35-240 mm², terminal body alu, pressure piece brass | 185Power | 1 | 603.18 |  |  | 12 | 64 | x |  | 4021267375270 | 100 | 189 | 687 | 60.0 | 543.0 | 1.821 | 0.000 | 5.169 |  |  | 85361090 | 004 Deutschland | Yes | 27142108 | 27142108 | EC001046 | EC001046 | EC001046 | EC001046 | EC001046 | https://pim.woehner.de/en/produkte/37527000A.html
37530000A | 37530 | in-line fuse switch-disconnector 160 A |  |  | 30, 40, 60, 80, 100, 120 x 10 |  | x | in-line fuse switch-disconnector 160 A, Size 00, 3-pole switchable, high version with V-clamp 16-120 mm², terminal body alu, pressure piece steel | 185Power | 1 | 762.18 |  |  | 12 | 62 | x |  | 4021267375300 | 50 | 189 | 687 | 28.0 | 298.0 | 0.620 | 0.000 | 2.069 |  |  | 85361090 | 004 Deutschland |  | 27142108 | 27142108 | EC001046 | EC001046 | EC001046 | EC001046 | EC001046 | https://pim.woehner.de/en/produkte/37530000A.html
37530000B | 37530 | in-line fuse switch-disconnector 160 A |  |  | 30, 40, 60, 80, 100, 120 x 10 |  | x | in-line fuse switch-disconnector 160 A, Size 00, 3-pole switchable, high version with V-clamp 16-120 mm², terminal body alu, pressure piece brass | 185Power | 1 | 716.85 |  |  | 12 | 62 | x |  | 4021267375201 | 50 | 189 | 687 | 28.0 | 298.0 | 0.620 | 0.000 | 2.069 |  |  | 85361090 | 004 Deutschland |  | 27142108 | 27142108 | EC001046 | EC001046 | EC001046 | EC001046 | EC001046 | https://pim.woehner.de/en/produkte/37530000B.html
37531000A | 37531 | in-line fuse switch-disconnector 250 A |  |  | 30, 40, 60, 80, 100, 120 x 10 |  | x | in-line fuse switch-disconnector 250 A, size 1, 3-pole switchable, V-clamp 50-300 mm², terminal body alu, pressure piece brass | 185Power | 1 | 908.19 |  |  | 12 | 63 | x |  | 4021267375317 | 100 | 189 | 687 | 24.0 | 543.0 | 1.809 | 0.000 | 5.169 |  |  | 85361090 | 004 Deutschland |  | 27142108 | 27142108 | EC001046 | EC001046 | EC001046 | EC001046 | EC001046 | https://pim.woehner.de/en/produkte/37531000A.html
37532000A | 37532 | in-line fuse switch-disconnector 400 A |  |  | 30, 40, 60, 80, 100, 120 x 10 |  | x | in-line fuse switch-disconnector 400 A, size 2, 3-pole switchable, V-clamp 50-300 mm², terminal body alu, pressure piece brass | 185Power | 1 | 916.94 |  |  | 12 | 64 | x |  | 4021267375324 | 100 | 189 | 670 | 60.0 | 543.0 | 1.809 | 0.000 | 5.169 |  |  | 85361090 | 004 Deutschland |  | 27142108 | 27142108 | EC001046 | EC001046 | EC001046 | EC001046 | EC001046 | https://pim.woehner.de/en/produkte/37532000A.html
37533000A | 37533 | in-line fuse switch-disconnector 600 A |  |  | 30, 40, 60, 80, 100, 120 x 10 |  | x | in-line fuse switch-disconnector 600 A, size 3, 3-pole switchable, V-clamp 50-300 mm², terminal body alu, pressure piece brass | 185Power | 1 | 1012.75 |  |  | 12 | 64 | x |  | 4021267375331 | 100 | 189 | 670 | 118.0 | 574.0 | 2.571 | 0.000 | 5.254 |  |  | 85361090 | 004 Deutschland |  | 27142108 | 27142108 | EC001046 | EC001046 | EC001046 | EC001046 | EC001046 | https://pim.woehner.de/en/produkte/37533000A.html
37535000A | 37535 | in-line fuse switch-disconnector 160 A |  |  | 30, 40, 60, 80, 100, 120 x 10 |  | x | in-line fuse switch-disconnector 160 A, Size 00, 1-pole switchable, high version with V-clamp 16-120 mm², terminal body alu, pressure piece brass | 185Power | 1 | 757.71 |  |  | 12 | 62 | x |  | 4021267375256 | 50 | 189 | 687 | 28.0 | 298.0 | 0.620 | 0.000 | 2.069 |  |  | 85361090 | 004 Deutschland |  | 27142108 | 27142108 | EC001046 | EC001046 | EC001046 | EC001046 | EC001046 | https://pim.woehner.de/en/produkte/37535000A.html
37535000B | 37535 | in-line fuse switch-disconnector 160 A |  |  | 30, 40, 60, 80, 100, 120 x 10 |  | x | in-line fuse switch-disconnector 160 A, Size 00, 1-pole switchable, high version with V-clamp 16-120 mm², terminal body alu, pressure piece brass | 185Power | 1 | 712.38 |  |  | 12 | 62 | x |  | 4021267150952 | 50 | 189 | 687 | 28.0 | 298.0 | 0.620 | 0.000 | 2.069 |  |  | 85361090 | 004 Deutschland |  | 27142108 | 27142108 | EC001046 | EC001046 | EC001046 | EC001046 | EC001046 | https://pim.woehner.de/en/produkte/37535000B.html
37536000A | 37536 | in-line fuse switch-disconnector 250 A |  |  | 30, 40, 60, 80, 100, 120 x 10 |  | x | in-line fuse switch-disconnector 250 A, size 1, 1-pole switchable, V-clamp 50-300 mm², terminal body alu, pressure piece brass | 185Power | 1 | 892.45 |  |  | 12 | 63 | x |  | 4021267375362 | 100 | 189 | 687 | 24.0 | 543.0 | 1.809 | 0.000 | 5.169 |  |  | 85361090 | 004 Deutschland |  | 27142108 | 27142108 | EC001046 | EC001046 | EC001046 | EC001046 | EC001046 | https://pim.woehner.de/en/produkte/37536000A.html
37537000A | 37537 | in-line fuse switch-disconnector 400 A |  |  | 30, 40, 60, 80, 100, 120 x 10 |  | x | in-line fuse switch-disconnector 400 A, size 2, 1-pole switchable, V-clamp 50-300 mm², terminal body alu, pressure piece brass | 185Power | 1 | 576.95 |  |  | 12 | 64 | x |  | 4021267375379 | 100 | 189 | 687 | 60.0 | 543.0 | 1.810 | 0.000 | 5.169 |  |  | 85361090 | 004 Deutschland | Yes | 27142108 | 27142108 | EC001046 | EC001046 | EC001046 | EC001046 | EC001046 | https://pim.woehner.de/en/produkte/37537000A.html
37537000C | 37537 | in-line fuse switch-disconnector 400 A |  |  | 30, 40, 60, 80, 100, 120 x 10 |  | x | in-line fuse switch-disconnector 400 A, size 2, 1-pole switchable, V-clamp 50-300 mm², terminal body alu, pressure piece brass | 185Power | 1 | 1014.50 |  |  | 12 | 64 | x |  | 4021267151713 | 100 | 189 | 687 | 60.0 | 543.0 | 1.808 | 0.000 | 5.169 |  |  | 85361090 | 004 Deutschland | Yes | 27142108 | 27142108 | EC001046 | EC001046 | EC001046 | EC001046 | EC001046 | https://pim.woehner.de/en/produkte/37537000C.html
37538000A | 37538 | in-line fuse switch-disconnector 600 A |  |  | 30, 40, 60, 80, 100, 120 x 10 |  | x | in-line fuse switch-disconnector 600 A, size 3, 1-pole switchable, V-clamp 50-300 mm², terminal body alu, pressure piece brass | 185Power | 1 | 981.53 |  |  | 12 | 64 | x |  | 4021267375386 | 100 | 189 | 670 | 118.0 | 574.0 | 2.571 | 0.000 | 5.254 |  |  | 85361090 | 004 Deutschland |  | 27142108 | 27142108 | EC001046 | EC001046 | EC001046 | EC001046 | EC001046 | https://pim.woehner.de/en/produkte/37538000A.html
37577000A | 37577 | in-line fuse switch-disconnector 250 A |  |  | 30, 40, 60, 80, 100, 120 x 10 |  | x | in-line fuse switch-disconnector 250 A, size 1, 1-pole switchable, V-clamp 50-300 mm², terminal body steel, pressure piece steel | 185Power | 1 | 576.95 |  |  | 12 | 63 | x |  | 4021267375775 | 100 | 189 | 687 | 24.0 | 536.0 | 1.810 | 0.000 | 5.169 |  |  | 85361090 | 004 Deutschland | Yes | 27142108 | 27142108 | EC001046 | EC001046 | EC001046 | EC001046 | EC001046 | https://pim.woehner.de/en/produkte/37577000A.html
37578000A | 37578 | in-line fuse switch-disconnector 400 A |  |  | 30, 40, 60, 80, 100, 120 x 10 |  | x | in-line fuse switch-disconnector 400 A, size 2, 1-pole switchable, V-clamp 50-300 mm², terminal body steel, pressure piece steel | 185Power | 1 | 618.91 |  |  | 12 | 64 | x |  | 4021267375782 | 100 | 189 | 687 | 60.0 | 543.0 | 1.810 | 0.000 | 5.169 |  |  | 85361090 | 004 Deutschland | Yes | 27142108 | 27142108 | EC001046 | EC001046 | EC001046 | EC001046 | EC001046 | https://pim.woehner.de/en/produkte/37578000A.html
37700000A | 37700 | in-line fuse switch-disconnector 160 A |  |  | 30, 40, 60, 80, 100, 120 x 10 |  |  | in-line fuse switch-disconnector 160 A, Size 00, 3-pole switchable, high version with screw M8 | 185Power | 1 | 493.03 |  |  | 12 | 62 | x |  | 4021267377007 | 50 | 189 | 687 | 28.0 | 304.0 | 0.615 | 0.000 | 1.852 |  |  | 85361090 | 004 Deutschland | Yes | 27142108 | 27142108 | EC001046 | EC001046 | EC001046 | EC001046 | EC001046 | https://pim.woehner.de/en/produkte/37700000A.html
37702000A | 37702 | in-line fuse switch-disconnector 400 A |  |  | 30, 40, 60, 80, 100, 120 x 10 |  |  | in-line fuse switch-disconnector 400 A, size 2, 3-pole switchable, screw M12 | 185Power | 1 | 576.95 |  |  | 12 | 64 | x |  | 4021267377021 | 100 | 189 | 687 | 60.0 | 543.0 | 1.753 | 0.000 | 4.775 |  |  | 85361090 | 004 Deutschland | Yes | 27142108 | 27142108 | EC001046 | EC001046 | EC001046 | EC001046 | EC001046 | https://pim.woehner.de/en/produkte/37702000A.html
37717000A | 37717 | in-line fuse switch-disconnector 400 A |  |  | 30, 40, 60, 80, 100, 120 x 10 |  |  | in-line fuse switch-disconnector 400 A, size 2, 1-pole switchable, screw M12 | 185Power | 1 | 576.95 |  |  | 12 | 64 | x |  | 4021267377175 | 100 | 189 | 687 | 60.0 | 543.0 | 1.753 | 0.000 | 4.775 |  |  | 85361090 | 004 Deutschland | Yes | 27142108 | 27142108 | EC001046 | EC001046 | EC001046 | EC001046 | EC001046 | https://pim.woehner.de/en/produkte/37717000A.html
37900000A | 37900 | fixing clip for current transformers / measuring transformers | [5 empty] | fixing clip for current transformers / measuring transformers, for mounting at busbars and in adapters 630 A, for busbars 25-30 x 5 and 12-30 x 10 | 60Classic, 185Power | 3 | 6.04 |  |  | 23 | 51 |  |  | 4021267379001 |  |  |  | 0.0 | 0.5 | 0.000 | 0.000 | 0.000 |  |  | 85389099 | 004 Deutschland | Yes | 27142190 | 27142190 | EC002498 | EC002498 | EC002498 | EC002498 | EC002498 | https://pim.woehner.de/en/produkte/37900000A.html
37901000A | 37901 | Connection kit LTL NH00 for RJ12 cables | [5 empty] | Connection kit LTL NH00 for RJ12 cables, spring connector strip with 6 x 0.5 mm² leads, for internal wiring of the transformers and connection of the RJ12 cable |  | 1 | 41.74 |  |  | 12 | 70 | x |  | 4021267376017 |  |  |  | 0.0 | 2.8 | 0.008 | 0.000 | 0.000 |  |  | 85389099 | 004 Deutschland | Yes | 27142190 | 27142190 | EC002498 | EC002498 | EC002498 | EC002498 | EC002498 | https://pim.woehner.de/en/produkte/37901000A.html
37902000A | 37902 | Connection kit LTL NH1-3 for RJ12 cable | [5 empty] | Connection kit LTL NH1-3 for RJ12 cable, spring connector strip with 6 x 0.5 mm² leads, for internal wiring of the transformers and connection of the RJ12 cable |  | 1 | 43.84 |  |  | 12 | 70 | x |  | 4021267379025 |  |  |  | 0.0 | 2.8 | 0.009 | 0.000 | 0.000 |  |  | 85389099 | 004 Deutschland | Yes | 27142190 | 27142190 | EC002498 | EC002498 | EC002498 | EC002498 | EC002498 | https://pim.woehner.de/en/produkte/37902000A.html
37903000A | 37903 | Wago connector components | [5 empty] | Wago connector components, for independent assembly of RJ12 cables |  | 1 | 24.07 |  |  | 12 | 70 | x |  | 4021267379032 |  |  |  | 0.0 | 0.8 | 0.000 | 0.000 | 0.000 |  |  | 85389099 | 004 Deutschland | Yes | 27142190 | 27142190 | EC002498 | EC002498 | EC002498 | EC002498 | EC002498 | https://pim.woehner.de/en/produkte/37903000A.html
37904000A | 37904 | RJ12 lead with pin connector strip Wago | [5 empty] | RJ12 lead with pin connector strip Wago, with leads RJ12, 3.00 m, to connect prewired in-line fuse switch-disconnectors with the current extension module 37100 |  | 1 | 78.40 |  |  | 12 | 70 | x |  | 4021267379049 |  |  |  | 0.0 | 9.6 | 0.023 | 0.000 | 0.000 |  |  | 85389099 | 004 Deutschland | Yes | 27142190 | 27142190 | EC002498 | EC002498 | EC002498 | EC002498 | EC002498 | https://pim.woehner.de/en/produkte/37904000A.html
37905000A | 37905 | RJ12 lead with pin connector strip Wago | [5 empty] | RJ12 lead with pin connector strip Wago, with leads RJ12, 1.5 m, to connect prewired in-line fuse switch-disconnectors with the current extension module 37100 |  | 1 | 73.84 |  |  | 12 | 70 | x |  | 4021267379056 |  |  |  | 0.0 | 5.3 | 0.011 | 0.000 | 0.000 |  |  | 85389099 | 004 Deutschland | Yes | 27142190 | 27142190 | EC002498 | EC002498 | EC002498 | EC002498 | EC002498 | https://pim.woehner.de/en/produkte/37905000A.html
37906000A | 37906 | RJ12 lead with pin connector strip Wago | [5 empty] | RJ12 lead with pin connector strip Wago, with leads RJ12, 0.6 m, to connect prewired in-line fuse switch-disconnectors with the current extension module 37100 |  | 1 | 71.08 |  |  | 12 | 70 | x |  | 4021267379063 |  |  |  | 0.0 | 2.7 | 0.004 | 0.000 | 0.000 |  |  | 85389099 | 004 Deutschland | Yes | 27142190 | 27142190 | EC002498 | EC002498 | EC002498 | EC002498 | EC002498 | https://pim.woehner.de/en/produkte/37906000A.html
37907000A | 37907 | RJ12 lead with pin connector strip Wago | [5 empty] | RJ12 lead with pin connector strip Wago, with lead RJ12, 0.3 m, to connect prewired in-line fuse switch-disconnectors with the current extension module 37100 |  | 1 | 70.12 |  |  | 12 | 70 | x |  | 4021267379070 |  |  |  | 0.0 | 1.8 | 0.002 | 0.000 | 0.000 |  |  | 85389099 | 004 Deutschland | Yes | 27142190 | 27142190 | EC002498 | EC002498 | EC002498 | EC002498 | EC002498 | https://pim.woehner.de/en/produkte/37907000A.html
78105000 | 78105 | trim frame, double | [5 empty] | trim frame, double, 232 x 210, not for 33221, 33222, size 00 |  | 10 | 11.77 |  |  | 09 | 51 |  |  | 4021267781057 | 232 | 2 | 210 | 0.0 | 2.9 | 0.000 | 0.000 | 0.000 |  |  | 85389099 | 004 Deutschland | Yes | 27142190 | 27142190 | EC002498 | EC002498 | EC002498 | EC002498 | EC002498 | https://pim.woehner.de/en/produkte/78105000.html
78442000 | 78442 | label | [5 empty] | label, PE green-yellow, diameter 15 mm |  | 200 | 0.39 |  |  | 06 | 30 |  |  | 4021267784423 | 15 | 1 | 15 | 0.0 | 0.1 | 0.000 | 0.000 | 0.000 | 0.000 | 0.000 | 85389099 | 004 Deutschland | Yes | 27149129 | 27149129 | EC001288 | EC001288 | EC001288 | EC001288 | EC001288 | https://pim.woehner.de/en/produkte/78442000.html
78443000 | 78443 | label | [5 empty] | label, N blue, diameter 15 mm |  | 200 | 0.39 |  |  | 06 | 30 |  |  | 4021267784430 | 15 | 1 | 15 | 0.0 | 0.1 | 0.000 | 0.000 | 0.000 | 0.000 | 0.000 | 85389099 | 004 Deutschland | Yes | 27149129 | 27149129 | EC001288 | EC001288 | EC001288 | EC001288 | EC001288 | https://pim.woehner.de/en/produkte/78443000.html
78447000 | 78447 | label | [5 empty] | label, PE/N green-yellow / blue, diameter 15 mm |  | 200 | 0.53 |  |  | 06 | 30 |  |  | 4021267784478 | 15 | 1 | 15 | 0.0 | 0.1 | 0.000 | 0.000 | 0.000 | 0.000 | 0.000 | 85389099 | 004 Deutschland | Yes | 27149129 | 27149129 | EC001288 | EC001288 | EC001288 | EC001288 | EC001288 | https://pim.woehner.de/en/produkte/78447000.html
78893000 | 78893 | trim frame, single | [5 empty] | trim frame, single, 130 x 210, not for 33221, 33222, size 00 |  | 10 | 11.62 |  |  | 09 | 51 |  |  | 4021267788933 | 130 | 2 | 210 | 0.0 | 1.9 | 0.000 | 0.000 | 0.000 |  |  | 85389099 | 004 Deutschland | Yes | 27142190 | 27142190 | EC002498 | EC002498 | EC002498 | EC002498 | EC002498 | https://pim.woehner.de/en/produkte/78893000.html
79253000 | 79253 | barrier | [5 empty] | barrier, 1-fold, for NH fuse-base, busbar mounted, NH 00 |  | 100 | 1.15 |  |  | 10 | 66 |  |  | 4021267792534 |  |  |  | 0.0 | 1.5 | 0.000 | 0.000 | 0.000 |  |  | 85389099 | 004 Deutschland | Yes | 27149217 | 27149217 | EC001660 | EC001660 | EC001660 | EC001660 | EC001660 | https://pim.woehner.de/en/produkte/79253000.html
79448000 | 79448 | grip lug cover | [5 empty] | grip lug cover, for NH base and 33705, NH 00 | 60Classic, 100Energy | 30 | 2.40 |  |  | 10 | 66 |  |  | 4021267794484 | 30 | 30 | 94 | 0.0 | 1.2 | 0.000 | 0.000 | 0.000 |  |  | 85389099 | 004 Deutschland | Yes | 27149217 | 27149217 | EC001660 | EC001660 | EC001660 | EC001660 | EC001660 | https://pim.woehner.de/en/produkte/79448000.html
79449000 | 79449 | grip lug cover | [5 empty] | grip lug cover, for NH fuse-base, NH 1 - 3 | 60Classic, 100Energy | 30 | 3.17 |  |  | 10 | 66 |  |  | 4021267794491 | 55 | 35 | 63 | 0.0 | 1.5 | 0.000 | 0.000 | 0.000 |  |  | 85389099 | 004 Deutschland | Yes | 27149217 | 27149217 | EC001660 | EC001660 | EC001660 | EC001660 | EC001660 | https://pim.woehner.de/en/produkte/79449000.html
79663000 | 79663 | shock protection cover | [5 empty] | shock protection cover, attachable on either side, for strip covers | 60Classic | 10 | 5.57 |  |  | 01 | 36 |  |  | 4021267796631 | 2 | 30 | 195 | 0.0 | 1.3 | 0.000 | 0.000 | 0.000 | 0.000 | 0.000 | 85472000 | 004 Deutschland | No | 27142190 | 27142190 | EC002936 | EC002936 | EC002936 | EC002936 | EC002936 | https://pim.woehner.de/en/produkte/79663000.html
79738000 | 79738 | reserve section cover | [5 empty] | reserve section cover, 54 x 195, pitch 3 x 18 mm |  | 10 | 2.98 |  |  | 06 | 27 |  |  | 4021267797386 | 54 | 10 | 195 | 0.0 | 4.5 | 0.000 | 0.000 | 0.000 | 0.000 | 0.000 | 85472000 | 004 Deutschland | No | 27370390 | 27142190 | EC002498 | EC002498 | EC002498 | EC002498 | EC002498 | https://pim.woehner.de/en/produkte/79738000.html
79811000 | 79811 | cover for cable lugs, top / bottom attachable |  |  |  | 33200, 33208, 33329, 33394, 33398, 33420 |  | cover for cable lugs, top / bottom attachable, NH 00, for 33200, 33208, 33329, 33394, 33398, 33420 | 60Classic | 1 | 5.11 |  |  | 09 | 51 |  |  | 4021267798116 | 106 | 46 | 34 | 0.0 | 2.8 | 0.000 | 0.000 | 0.000 |  |  | 85389099 | 004 Deutschland | Yes | 27142190 | 27142190 | EC002498 | EC002498 | EC002498 | EC002498 | EC002498 | https://pim.woehner.de/en/produkte/79811000.html
79859000 | 79859 | reserve section cover | [5 empty] | reserve section cover, variable, 36 to 64 x 195, with 2 pieces | 60Classic | 10 | 2.98 |  |  | 06 | 27 |  |  | 4021267798598 | 64 | 10 | 195 | 0.0 | 3.2 | 0.000 | 0.000 | 0.000 | 0.000 | 0.000 | 85472000 | 004 Deutschland | No | 27370390 | 27142190 | EC002498 | EC002498 | EC002498 | EC002498 | EC002498 | https://pim.woehner.de/en/produkte/79859000.html